## Line Items
Category | Subcategory | Labor Code | Labor Short Description | Labor Full Description | Labor Meas | Labor Hours | Labor Hourly Rate | Material Code | Material Description | Mat Meas | Material Rate | Material QTY | Material Cost | Bill To | Type | Labor Only
Appliance | Bid Item | APLSL9999 | Appliance - Bid Item | Appliance - Bid Item | EA | 1 | 45 | APLSM9998 | Bid Item | EA | 1 | 1 | 1 | Owner | Repair | No
Appliance | Cooktop | APLSL1009 | Replace Electric Cooktop White 30 | Replace Electric Cooktop White 30 - Replace Electric Cooktop - White 30" (Includes pick and disposal of the old unit) | EA | 2.5 | 45 | APLSM1010 | 30 in. Radiant Electric Cooktop in White with 4 Elements including 2 Power Boil Elements by GE | EA | 1 | 1 | 862.98 | Owner | Replace | No
Appliance | Cooktop | APLSL1011 | Replace Electric Cooktop White 36 | Replace Electric Cooktop White 36 - Replace Electric Cooktop - White 36" (Includes pick and disposal of the old unit) | EA | 2.5 | 45 | APLSM1012 | 36 in. Electric Cooktop Built-In Knob Control in White with 5 Elements by GE | EA | 1 | 1 | 1053.65 | Owner | Replace | No
Appliance | Cooktop | APLSL1013 | Replace Gas Cooktop Black 30 | Replace Gas Cooktop Black 30 - Replace Gas Cooktop - Black 30" (Includes pick and disposal of the old unit) | EA | 2.5 | 45 | APLSM1014 | 30 in. Gas Cooktop in Black with 4 Burners Including Power Burners by GE | EA | 1 | 1 | 799.42 | Owner | Replace | No
Appliance | Cooktop | APLSL1015 | Replace Gas Cooktop Black 36 | Replace Gas Cooktop Black 36 - Replace Gas Cooktop - Black 36" (Includes pick and disposal of the old unit) | EA | 2.5 | 45 | APLSM1016 | 36 in. Built-In Gas Cooktop in Black with 5 Burners including Power Boil Burners by GE | EA | 1 | 1 | 990.09 | Owner | Replace | No
Appliance | Cooktop | APLSL1017 | Replace Gas Cooktop SS 30 | Replace Gas Cooktop SS 30 - Replace Gas Cooktop - Stainless 30" (Includes pick and disposal of the old unit) | EA | 2.5 | 45 | APLSM1018 | 30 in. Gas Cooktop in Stainless Steel with 4 Burners Including Power Burners by GE | EA | 1 | 1 | 926.53 | Owner | Replace | No
Appliance | Cooktop | APLSL1019 | Replace Gas Cooktop SS 36 | Replace Gas Cooktop SS 36 - Replace Gas Cooktop - Stainless 36" (Includes pick and disposal of the old unit) | EA | 2.5 | 45 | APLSM1020 | 36 in. Built-In Gas Cooktop in Stainless Steel with 5 Burners Including Power Boil Burner by GE | EA | 1 | 1 | 1498.56 | Owner | Replace | No
Appliance | Cooktop | APLSL1021 | Replace Gas Cooktop White 30 | Replace Gas Cooktop White 30 - Replace Gas Cooktop - White 30" (Includes pick and disposal of the old unit) | EA | 2.5 | 45 | APLSM1022 | 30 in. Gas Cooktop in White with 4 Burners including Power Burners by GE | EA | 1 | 1 | 799.42 | Owner | Replace | No
Appliance | Cooktop | APLSL1023 | Replace Gas Cooktop White 36 | Replace Gas Cooktop White 36 - Replace Gas Cooktop - White 36" (Includes pick and disposal of the old unit) | EA | 2.5 | 45 | APLSM1024 | 36 in. Built-In Gas Cooktop in White with 5 Burners including Power Boil Burners by GE | EA | 1 | 1 | 990.09 | Owner | Replace | No
Appliance | Delivery | APLSL1025 | Replace Appliance Delivery | Replace Appliance Delivery - Appliance Delivery or pick up charge from the store and taking to the property | EA | 1 | 45 | N/A | N/A - Labor Only Line Item | EA | 0 | 0 | 0 | Owner | Replace | Yes
Appliance | Dishwasher | APLSL1039 | Dishwasher Knob Clean | Dishwasher Knob Clean - Remove knob/dial on the dishwasher and clean out from around it to allow the cycle to complete. Test once done to make sure this was the proper repair needed and the dial or knob is no longer stuck | EA | 1 | 45 | N/A | N/A - Labor Only Line Item | EA | 0 | 0 | 0 | Owner | Repair | Yes
Appliance | Dishwasher | APLSL1037 | Dishwasher Remount | Dishwasher Remount - Remount or Secure dishwasher in place so that it is sitting level and mounted tightly in place | EA | 0.5 | 45 | APLSM1038 | Materials as needed | EA | 1 | 1 | 8 | Owner | Repair | No
Appliance | Dishwasher | APLSL1041 | Replace Dishwasher Control Panel | Replace Dishwasher Control Panel - Replace the Control Panel in the Dishwasher | EA | 2 | 45 | APLSM1042 | Dishwasher Control Board (SKU may differ depending on the dishwasher) | EA | 1 | 1 | 120.29 | Owner | Replace | No
Appliance | Dishwasher | APLSL1033 | Replace Dishwasher Drain | Replace Dishwasher Drain - Inspect Dishwasher and see if this is a clog in the high loop or drain. If so, remove and replace line if it is not able to be cleaned out properly | EA | 1.25 | 45 | APLSM1034 | 6 ft. Corrugated Dishwasher Hose SKU #1001298167 | EA | 1 | 1 | 19.67 | Owner | Replace | No
Appliance | Dishwasher | APLSL1027 | Replace Dishwasher Heating Element | Replace Dishwasher Heating Element - Check the Dishwasher and confirm that the heating element is the problem with the reason that the dishwasher is not getting hot. Once confirmed, replace heating element | EA | 1.25 | 45 | APLSM1028 | Dishwasher Heating Element Genuine Original Equipment Manufacturer .. Part might have to be ordered to fit exact dishwasher | EA | 1 | 1 | 73.19 | Owner | Replace | No
Appliance | Dishwasher | APLSL1029 | Replace Dishwasher Inlet Valve | Replace Dishwasher Inlet Valve - Dishwasher won't fill with water but turns on - check water inlet valve, check water supply, check for malfunctioning float switch. If it is in fact the inlet valve, change out. If it is one of these, change out and notate which was replaced. If this is not the issue, bid to repair as needed | EA | 2.5 | 45 | APLSM1030 | Water Inlet Valve for OR Float Switch (double check appliance make before purchasing part) | EA | 1 | 1 | 55.08 | Owner | Replace | No
Appliance | Dishwasher | APLSL1035 | Replace Dishwasher Inspect | Replace Dishwasher Inspect - Inspect the dishwasher to see what the issue is and determine if it is repairable or if it needs to be replaced. | EA | 0.5 | 45 | N/A | N/A - Labor Only Line Item | EA | 0 | 0 | 0 | Owner | Replace | Yes
Appliance | Dishwasher | APLSL1045 | Replace Dishwasher Install Black | Replace Dishwasher Install Black - Replace/Install new Dishwasher (Black) (Includes pick and disposal of the old unit) | EA | 3.5 | 45 | APLSM1046 | Front Control Dishwasher in Black, 64 dBA SKU #527767 | EA | 1 | 1 | 478.8 | Owner | Replace | No
Appliance | Dishwasher | APLSL1047 | Replace Dishwasher Install SS | Replace Dishwasher Install SS - Replace/Install new Dishwasher (Stainless Steel) (Includes pick and disposal of the old unit) | EA | 3.5 | 45 | APLSM1048 | Front Control Dishwasher in Stainless Steel, 62 dBA SKU #1001729185 | EA | 1 | 1 | 646.88 | Owner | Replace | No
Appliance | Dishwasher | APLSL1049 | Replace Dishwasher Install White | Replace Dishwasher Install White - Replace/Install new Dishwasher (White) (Includes pick and disposal of the old unit) | EA | 3.5 | 45 | APLSM1050 | Front Control Dishwasher in White, 64 dBA SKU #527773 | EA | 1 | 1 | 478.8 | Owner | Replace | No
Appliance | Dishwasher | APLSL1043 | Replace Dishwasher Motor Pump | Replace Dishwasher Motor Pump - Replace the motor/pump in the dishwasher. Once done, run it and take pictures to verify there is no leaking and is working properly | EA | 2 | 45 | APLSM1044 | Dishwasher Pump & Motor Replacement for GE | EA | 1 | 1 | 121.11 | Owner | Replace | No
Appliance | Dishwasher | APLSL1051 | Replace Dishwasher Toe Plate | Replace Dishwasher Toe Plate - Replace/Install new Dishwasher Toe/Kick Plate. | EA | 0.5 | 45 | APLSM1052 | Universal Dishwasher Toe Kick Plate 5304501484 | EA | 1 | 1 | 58.1 | Owner | Replace | No
Appliance | Dishwasher | APLSL1031 | Replace GE Built-In Dishwasher 24" | Replace GE Built-In Dishwasher - GE - SIBI - 24" Built-In Dishwasher | EA | 1 | 45 | APLSM1032 | GDF510PSRSS | EA | 1 | 1 | 320 | Owner | Replace | No
Appliance | Disposal | APLSL1053 | Replace Disposal Fee | Replace Disposal Fee - Disposal Fee | EA | 0.89 | 45 | APLSM1054 | Dump Fee | EA | 1 | 1 | 25.68 | Owner | Replace | No
Appliance | Dryer Exhaust | APLSL1057 | Replace Dryer Exhaust Connector | Replace Dryer Exhaust Connector - Replace/Install Connector for dryer exhaust to mount on the wall duct. | EA | 0.75 | 45 | APLSM1058 | 4 in. Dryer Vent Duct to Wall Connector SKU #1001501818 | EA | 1 | 1 | 10.55 | Owner | Replace | No
Appliance | Dryer Exhaust | APLSL1055 | Replace Dryer Vent Cover | Replace Dryer Vent Cover - Replace/Install a new dryer vent exhaust cover to the exterior of the house | EA | 0.5 | 45 | APLSM1056 | 4 in. Dryer Vent Kit with Hood SKU #725727 | EA | 1 | 1 | 19.75 | Owner | Replace | No
Appliance | Filter | APLSL1059 | Replace Water Filter Well | Replace Water Filter Well - Replace the water filter in the well of the property. Take pictures of the old one when removed and then of the new one once installed | EA | 1 | 45 | APLSM1060 | Universal Whole House Replacement Water Filter Cartridge SKU #1000843480 | EA | 1 | 1 | 23.97 | Owner | Replace | No
Appliance | Garbage Disposal | APLSL1061 | Replace Garbage Disposal Check | Replace Garbage Disposal Check - Check the garbage disposal to see the issue. If this is just a reset issue or that it is stuck, make the repair as needed. If it needs to be replaced, bid to do so and call the coordinator to see about getting an onsite approval. | EA | 0.75 | 45 | N/A | N/A - Labor Only Line Item | EA | 0 | 0 | 0 | Owner | Replace | Yes
Appliance | Garbage Disposal | APLSL1063 | Replace Garbage Disposal Replace | Replace Garbage Disposal Replace - Replace/Install a new Garbage Disposal - Reuse existing cord, connect wiring and Install. | EA | 1.5 | 45 | APLSM1064 | Badger 500 1/2 HP Continuous Feed Garbage Disposal SKU #1000114582 | EA | 1 | 1 | 153.95 | Owner | Replace | No
Appliance | Hood Vent | APLSL1067 | Replace Hood Vent Bulb | Replace Hood Vent Bulb - Replace/Install new bulb in hood vent or microwave | EA | 0.5 | 45 | APLSM1068 | Venthood bulb to match existing | EA | 1 | 1 | 15 | Owner | Replace | No
Appliance | Hood Vent | APLSL1069 | Replace Hood Vent Filter | Replace Hood Vent Filter - Replace/Install new filter on the vent hood or vented microwave | EA | 0.15 | 45 | APLSM1070 | Charcoal Replacement Filter to fit | EA | 1 | 1 | 16.5 | Owner | Replace | No
Appliance | Hood Vent | APLSL1071 | Replace Vent Hood Black 30 | Replace Vent Hood Black 30 - Replace Install a new Black Vent Hood 30" (Includes pick and disposal of the old unit) | EA | 2.5 | 45 | APLSM1072 | 30 in. Non-Vented Range Hood in Black SKU #331565 | EA | 1 | 1 | 182.2 | Owner | Replace | No
Appliance | Hood Vent | APLSL1073 | Replace Vent Hood SS 30 | Replace Vent Hood SS 30 - Replace Install a new Stainless Steel Vent Hood 30" (Includes pick and disposal of the old unit) | EA | 2.5 | 45 | APLSM1074 | 30 in. Under Cabinet Convertible Range Hood in Stainless Steel SKU #1001878519 | EA | 1 | 1 | 238.7 | Owner | Replace | No
Appliance | Hood Vent | APLSL1075 | Replace Vent Hood White 30 | Replace Vent Hood White 30 - Replace Install a new White Vent Hood 30" (Includes pick and disposal of the old unit) | EA | 2.5 | 45 | APLSM1076 | 30 in. Non-Vented Range Hood in White SKU #327097 | EA | 1 | 1 | 182.2 | Owner | Replace | No
Appliance | Microwave | APLSL1077 | Replace GE OTR Microwave 1.6 cf | Replace GE OTR Microwave - GE - SIBI - 1.6 cf OTR Microwave Oven | EA | 1 | 45 | APLSM1078 | JVM3160RFSS | EA | 1 | 1 | 189 | Owner | Replace | No
Appliance | Microwave | APLSL1081 | Replace Microwave Fuse | Replace Microwave Fuse - Replace the fuse in the microwave | EA | 2 | 45 | APLSM1082 | ABC Style 10 Amp Fuse (5-Pack) (SKU and Cost may differ depending on the Microwave) | EA | 1 | 1 | 9.19 | Owner | Replace | No
Appliance | Microwave | APLSL1079 | Replace Microwave Inspect | Replace Microwave Inspect - Inspect the Microwave to see what the issue is and determine if it is repairable or if it needs to be replaced. | EA | 0.75 | 45 | N/A | N/A - Labor Only Line Item | EA | 0 | 0 | 0 | Owner | Replace | Yes
Appliance | Microwave | APLSL1083 | Replace Microwave Install Black | Replace Microwave Install Black - Replace/Install new Black Microwave. Take pictures of the old one once removed and then the new one once installed and to show power is working on the unit (Includes pick and disposal of the old unit) | EA | 2.5 | 45 | APLSM1084 | 1.6 cu. ft. Over the Range Microwave in Black SKU #994154 | EA | 1 | 1 | 210.45 | Owner | Replace | No
Appliance | Microwave | APLSL1085 | Replace Microwave Install SS | Replace Microwave Install SS - Replace/Install new Stainless Steel Microwave. Take pictures of the old one once removed and then the new one once installed and to show power is working on the unit (Includes pick and disposal of the old unit) | EA | 2.5 | 45 | APLSM1086 | 1.6 cu. ft. Over the Range Microwave in Stainless Steel SKU #1001857766 | EA | 1 | 1 | 251.41 | Owner | Replace | No
Appliance | Microwave | APLSL1087 | Replace Microwave Install White | Replace Microwave Install White - Replace/Install new White Microwave. Take pictures of the old one once removed and then the new one once installed and to show power is working on the unit (Includes pick and disposal of the old unit) | EA | 2.5 | 45 | APLSM1088 | 1.6 cu. ft. Over the Range Microwave in White SKU #977057 | EA | 1 | 1 | 210.45 | Owner | Replace | No
Appliance | Oven | APLSL1089 | Replace Double Wall Oven Black | Replace Double Wall Oven Black - Replace Electric Double Wall Oven - Black 27" (Includes pick and disposal of the old unit) | EA | 3.5 | 45 | APLSM1090 | 27 in. Smart Double Electric Wall Oven Self-Cleaning with Steam in Black GE SKU #1004355111 | EA | 1 | 1 | 2964.63 | Owner | Replace | No
Appliance | Oven | APLSL1091 | Replace Double Wall Oven SS | Replace Double Wall Oven SS - Replace Electric Double Wall Oven - Stainless 24" (Includes pick and disposal of the old unit) | EA | 3.5 | 45 | APLSM1092 | 24 in. Double Electric Wall Oven in Stainless Steel GE SKU #591236 | EA | 1 | 1 | 2611.53 | Owner | Replace | No
Appliance | Oven | APLSL1093 | Replace Double Wall Oven White | Replace Double Wall Oven White - Replace Electric Double Wall Oven - White 24" (Includes pick and disposal of the old unit) | EA | 3.5 | 45 | APLSM1094 | 24 in. Double Electric Wall Oven Self-Cleaning in White KitchenAid SKU #1001502171 | EA | 1 | 1 | 2682.15 | Owner | Replace | No
Appliance | Range | APLSL1065 | Gas Line Cap | Gas Line Cap - Cap Gas line | EA | 0.75 | 45 | APLSM1066 | 1 in. x 3/4 in. Galvanized Reducing Coupling SKU #182281 | EA | 1 | 1 | 6.36 | Owner | Repair | No
Appliance | Range | APLSL1163 | Replace Anti-Tip Device | Replace Anti-Tip Device - Replace/Install a new anti-tip device. Make sure to take pictures of it mounted before sliding the range back in place | EA | 0.5 | 45 | APLSM1164 | Range Anti-Tip Bracket SKU #1001261209 | EA | 1 | 1 | 15.41 | Owner | Replace | No
Appliance | Range | APLSL1107 | Replace Gas Range Stainless | Replace Gas Range Stainless - Replace Gas Range - Stainless (Includes pick and disposal of the old unit) | EA | 3.2 | 45 | APLSM1108 | 30" Free Standing Electric Range - Stainless Steel JBS60RKSS | EA | 1 | 1 | 588 | Owner | Replace | No
Appliance | Range | APLSL1109 | Replace Gas Range White | Replace Gas Range White - Replace Gas Range - White (Includes pick and disposal of the old unit) | EA | 3.2 | 45 | APLSM1110 | 4.8 cu. ft. Gas Range in White by GE SKU #1002658222 | EA | 1 | 1 | 632.76 | Owner | Replace | No
Appliance | Range | APLSL1137 | Replace Gas Supply Line | Replace Gas Supply Line - Replace/Install new Flex Gas Supply line to Range/Oven/Cooktop. | EA | 0.5 | 45 | APLSM1138 | Safety+PLUS2 (1/2 in. O.D.) Gas Dryer and Range Installation Kit with Thermal Excess Flow Valve (60,500 BTU) SKU #1003116796 | EA | 1 | 1 | 51.68 | Owner | Replace | No
Appliance | Range | APLSL1095 | Replace GE Electric Range 30" 5.0 cf | Replace GE Electric Range - GE - SIBI - 30" Free-Standing Electric Range 5.0- cu ft | EA | 1 | 45 | APLSM1096 | GRF400SVSS | EA | 1 | 1 | 497 | Owner | Replace | No
Appliance | Range | APLSL1097 | Replace GE Electric Range 30" 5.3 cf | Replace GE Electric Range - GE - SIBI - 30" Free-Standing Electric Range 5.3- cu ft | EA | 1 | 45 | APLSM1098 | GRF500PVSS | EA | 1 | 1 | 566 | Owner | Replace | No
Appliance | Range | APLSL1099 | Replace GE Gas Range 30" | Replace GE Gas Range - GE - SIBI - 30" Free-Standing Gas Range | EA | 1 | 45 | APLSM1100 | JGBS60REKSS | EA | 1 | 1 | 470 | Owner | Replace | No
Appliance | Range | APLSL1139 | Replace Oven Heating Element | Replace Oven Heating Element - Replace/Install new Heating Element in the oven. Take pictures of the old one when removed and the new one once installed and warming up to an orange glow | EA | 0.65 | 45 | APLSM1140 | Oven Heating Element Model #7504 (Check unit to verify material) | EA | 1 | 1 | 48.69 | Owner | Replace | No
Appliance | Range | APLSL1135 | Replace Range Burner | Replace Range Burner - Replace/Install new electric burner for the Range/Cooktop (QTY is 1 per burner) | EA | 0.2 | 45 | APLSM1136 | 8 in. Hinged Surface Unit for Range/Cooktop. Name Brand might be different so material may vary. SKU #271755 | EA | 1 | 1 | 46.22 | Owner | Replace | No
Appliance | Range | APLSL1105 | Replace Range Drip Pans | Replace Range Drip Pans - Replace Drip Pans, set of (4) | EA | 0.25 | 45 | APLSM1106 | Drip Pans for Electric Ranges (4-Pack) SKU #102204 | EA | 1 | 1 | 24 | Owner | Replace | No
Appliance | Range | APLSL1101 | Replace Range Gas Leak Inspect | Replace Range Gas Leak Inspect - Inspect the Range/Oven to determine where the gas leak is coming from. If this is an internal leak from the appliance itself, disconnect the gas from the appliance, cap the line and bid to replace. If this is a gas line leak, repair leak as needed | EA | 1 | 45 | APLSM1102 | 1 in. x 3/4 in. Galvanized Reducing Coupling SKU #182281 | EA | 1 | 1 | 6.36 | Owner | Replace | No
Appliance | Range | APLSL1127 | Replace Range Ignitor | Replace Range Ignitor - Replace the ignitor in the Range/Oven | EA | 0.25 | 45 | APLSM1128 | Igniter, Fits Brand GE, Hotpoint, Kenmore, Sears, Stove/Oven/Range (SKU and Cost may differ depending on the Range/Oven) | EA | 1 | 1 | 60.44 | Owner | Replace | No
Appliance | Range | APLSL1103 | Replace Range Inspect | Replace Range Inspect - Inspect the Range/Oven to see what the issue is and determine if it is repairable or if it needs to be replaced. | EA | 0.5 | 45 | N/A | N/A - Labor Only Line Item | EA | 0 | 0 | 0 | Owner | Replace | Yes
Appliance | Range | APLSL1131 | Replace Range Install | Replace Range Install - Replace/Install a new Range, connect power and Install anti-tip bracket (Includes pick and disposal of the old unit) | EA | 3.5 | 45 | APLSM1132 | 4.8 cu. ft. Gas Range in Black by GE SKU #1002719613 | EA | 1 | 1 | 632.76 | Owner | Replace | No
Appliance | Range | APLSL1129 | Replace Range Install Electric | Replace Range Install Electric - Replace/Install a new Range, connect power and Install anti-tip bracket (Includes pick and disposal of the old unit) | EA | 3.5 | 45 | APLSM1130 | 4.8 cu. ft. Gas Range in White by GE SKU #1002658222 | EA | 1 | 1 | 632.76 | Owner | Replace | No
Appliance | Range | APLSL1133 | Replace Range Install Gas | Replace Range Install Gas - Replace/Install a new Range, connect power, gas and Install anti-tip bracket (Includes pick and disposal of the old unit) | EA | 3.2 | 45 | APLSM1134 | 4.8 cu. ft. Gas Range in Black SKU #1001763564 | EA | 1 | 1 | 632.76 | Owner | Replace | No
Appliance | Range | APLSL1113 | Replace Slide-In Electric Black | Replace Slide-In Electric Black - Replace Slide In: Electric Smooth Top - Black 30" (Includes pick and disposal of the old unit) | EA | 3.2 | 45 | APLSM1114 | 30 in. 5.6 cu. ft. Slide-In Gas Range with Self-Cleaning Convection Oven and Air Fry in Black | EA | 1 | 1 | 1770.8 | Owner | Replace | No
Appliance | Range | APLSL1111 | Replace Slide-In Electric Downdraft | Replace Slide-In Electric Downdraft - Replace Slide In: Electric Downdraft Smooth Top - Stainless 30" (Includes pick and disposal of the old unit) | EA | 3.2 | 45 | APLSM1112 | 6.4 cu. ft. Downdraft Slide-In Electric Range with Self-Cleaning Convection Oven in Stainless Steel by KitchenAid | EA | 1 | 1 | 4659.51 | Owner | Replace | No
Appliance | Range | APLSL1115 | Replace Slide-In Electric SS | Replace Slide-In Electric SS - Replace Slide In: Electric Smooth Top - Stainless 30" (Includes pick and disposal of the old unit) | EA | 3.2 | 45 | APLSM1116 | 30 in. 5.3 cu. ft. Slide-In Electric Range with Self-Cleaning Oven in Stainless Steel by GE | EA | 1 | 1 | 1918.04 | Owner | Replace | No
Appliance | Range | APLSL1117 | Replace Slide-In Electric White | Replace Slide-In Electric White - Replace Slide In: Electric Smooth Top - White 30" (Includes pick and disposal of the old unit) | EA | 3.2 | 45 | APLSM1118 | 5.3 cu. ft. Slide-In Electric Range with Self-Cleaning Convection Oven in White by GE | EA | 1 | 1 | 1793.75 | Owner | Replace | No
Appliance | Range | APLSL1119 | Replace Slide-In Gas Black | Replace Slide-In Gas Black - Replace Slide In: Gas - Black 30" (Includes pick and disposal of the old unit) | EA | 3.2 | 45 | APLSM1120 | 5.3 cu. ft. Slide-in Electric Range with Self-Cleaning Convection Oven in Black by GE | EA | 1 | 1 | 1793.75 | Owner | Replace | No
Appliance | Range | APLSL1125 | Replace Slide-In Gas Downdraft | Replace Slide-In Gas Downdraft - Replace Slide In: Gas Downdraft - Stainless 30" (Includes pick and disposal of the old unit) | EA | 3.2 | 45 | APLSM1126 | 6.4 cu. ft. Downdraft Slide-In Dual Fuel Range with Self-Cleaning Convection Oven in Stainless Steel by KitchenAid | EA | 1 | 1 | 5224.47 | Owner | Replace | No
Appliance | Range | APLSL1121 | Replace Slide-In Gas SS | Replace Slide-In Gas SS - Replace Slide In: Gas - Stainless 30" (Includes pick and disposal of the old unit) | EA | 3.2 | 45 | APLSM1122 | 5.6 cu. ft. Slide-In Gas Range with Self-Cleaning Convection Oven in Stainless Steel by GE | EA | 1 | 1 | 2002.08 | Owner | Replace | No
Appliance | Range | APLSL1123 | Replace Slide-In Gas White | Replace Slide-In Gas White - Replace Slide In: Gas - White 30" (Includes pick and disposal of the old unit) | EA | 3.2 | 45 | APLSM1124 | 5.6 cu. ft. Slide-In Gas Range with Self-Cleaning Convection Oven in White by GE | EA | 1 | 1 | 1770.8 | Owner | Replace | No
Appliance | Refrigerator | APLSL1157 | Replace Fridge Filter | Replace Fridge Filter - Replace/Install new filter in the fridge. Please take photos of old and new once installed | EA | 1 | 45 | APLSM1158 | Filter as needed per type and name brand on fridge | EA | 1 | 1 | 65 | Owner | Replace | No
Appliance | Refrigerator | APLSL1149 | Replace Fridge Inspect | Replace Fridge Inspect - Inspect the Refrigerator to see what the issue is and determine if it is repairable or if it needs to be replaced. | EA | 0.5 | 45 | N/A | N/A - Labor Only Line Item | EA | 0 | 0 | 0 | Owner | Replace | Yes
Appliance | Refrigerator | APLSL1159 | Replace Fridge Install | Replace Fridge Install - Replace/Install new fridge in the property | EA | 2.5 | 45 | APLSM1160 | 24.6 cu. ft. Side by Side Refrigerator with Dual Pad External Ice and Water Dispenser in White SKU #1002979086 | EA | 1 | 1 | 1552.23 | Owner | Replace | No
Appliance | Refrigerator | APLSL1161 | Replace Fridge Install & Disposal | Replace Fridge Install - Replace/Install new fridge in the property (Includes pick and disposal of the old unit) | EA | 2.5 | 45 | APLSM1162 | 24.6 cu. ft. Side by Side Refrigerator with Dual Pad External Ice and Water Dispenser in Stainless Steel SKU #1002979088 | EA | 1 | 1 | 1991.93 | Owner | Replace | No
Appliance | Refrigerator | APLSL1153 | Replace Fridge Install 18.3 cf | Replace Fridge Install 18.3 - Replace/Install new 18.3 cu ft fridge in the property (Includes pick and disposal of the old unit) | EA | 2.5 | 45 | APLSM1154 | 18.3 cu. ft. Top Freezer Refrigerator in White SKU #1004885219 | EA | 1 | 1 | 1057.89 | Owner | Replace | No
Appliance | Refrigerator | APLSL1155 | Replace Fridge Install 25.3 cf | Replace Fridge Install 25.3 - Replace/Install new 25.3 cu ft fridge in the property (Includes pick and disposal of the old unit) | EA | 2.5 | 45 | APLSM1156 | 25.3 cu. ft. Side by Side Refrigerator in Black SKU #1001061639 | EA | 1 | 1 | 1776.8 | Owner | Replace | No
Appliance | Refrigerator | APLSL1151 | Replace Fridge Motor | Replace Fridge Motor - Replace the Motor on the Fridge | EA | 4 | 45 | APLSM1152 | Evaporator Fan Motor, Fits Brand GE, Hotpoint, Kenmore (SKU and Cost may differ depending on the Fridge) | EA | 1 | 1 | 73.73 | Owner | Replace | No
Appliance | Refrigerator | APLSL1145 | Replace GE French Door Fridge 24.7 cf | Replace GE French Door Fridge - GE - SIBI - 24.7 cf French-Door Refrigerator | EA | 1 | 45 | APLSM1146 | GNE25JYKFS | EA | 1 | 1 | 1201 | Owner | Replace | No
Appliance | Refrigerator | APLSL1143 | Replace GE Side-By-Side Fridge 21.8 cf | Replace GE Side-By-Side Fridge - GE - SIBI - 21.8 cf Counter-Depth Side-By-Side Refrigerator | EA | 1 | 45 | APLSM1144 | GZS22IYNFS | EA | 1 | 1 | 1465 | Owner | Replace | No
Appliance | Refrigerator | APLSL1147 | Replace GE Side-By-Side Fridge 25.3 cf | Replace GE Side-By-Side Fridge - GE - SIBI - 25.3 cf Side-By-Side Refrigerator | EA | 1 | 45 | APLSM1148 | GSS25GYPFS | EA | 1 | 1 | 1138 | Owner | Replace | No
Appliance | Refrigerator | APLSL1141 | Replace GE Top Freezer Fridge | Replace GE Top Freezer Fridge - GE - SIBI - 17.5 cf Top Freezer Refrigerator | EA | 1 | 45 | APLSM1142 | GIE18GSNRSS | EA | 1 | 1 | 718 | Owner | Replace | No
Cabinet | Bid Item | CABIL9999 | Cabinet - Bid Item | Cabinet - Bid Item | EA | 1 | 45 | CABIM9998 | Bid Item | EA | 1 | 1 | 1 | Owner | Repair | No
Cabinet | Countertop | CABIL1005 | Counter End Cap Re-Glue | Counter End Cap Glue - Re-glue existing End Cap | EA | 0.25 | 45 | CABIM1006 | Weldwood 32 fl. oz. Original Contact Cement | EA | 1 | 1 | 21.75 | Owner | Repair | No
Cabinet | Countertop | CABIL1003 | Granite Install | Granite - Install new Granite (by the SF) | SF | 0.5 | 45 | CABIM1004 | Granite to match existing style or color unless specified | SF | 1 | 1 | 28.25 | Owner | Repair | No
Cabinet | Countertop | CABIL1011 | Replace P-lam 45 Counter | Replace P-lam 45 Counter - Replace/Install new Kitchen Countertop - P-lam with 45 degree cut (Length and Width) (does NOT include End caps, resetting sink or faucet but does include cutting in for sink to be placed) | LF | 0.4 | 45 | CABIM1012 | 10 ft. Laminate Countertop with Right Miter in Typhoon Ice with Valencia Edge and Integrated Backsplash SKU #1000018853 | LF | 0.1 | 1 | 238.7 | Owner | Replace | No
Cabinet | Countertop | CABIL1009 | Replace P-lam Countertop | Replace P-lam Countertop - Replace/Install new Kitchen Countertop - P-lam (Length and Width) (does NOT include End caps, resetting sink or faucet but does include cutting in for sink to be placed) | LF | 0.3 | 45 | CABIM1010 | 8 ft. Laminate Countertop in Typhoon Ice with Valencia Edge and Integrated Backsplash SKU #1000018833 or match existing | LF | 0.125 | 1 | 196.32 | Owner | Replace | No
Cabinet | Countertop | CABIL1007 | Replace Counter End Cap | Replace Counter End Cap - Replace/Install Missing or broken end cap | EA | 0.45 | 45 | CABIM1008 | 4-5/8 in. x 25-5/8 in. Laminate Endcap Kit to match existing style and/or color SKU #1000018855 or style to match (glue included in material cost) | EA | 1 | 1 | 52.97 | Owner | Replace | No
Cabinet | Countertop | CABIL1013 | Replace Vanity Top Replace | Replace Vanity Top Replace - Replace/Install vanity top to "Like existing" | SF | 0.25 | 45 | CABIM1014 | Material for drop in vanity top with sink | SF | 1 | 1 | 44.94 | Owner | Replace | No
Cabinet | Hardware | CABIL1015 | Adjust Cabinet Hinges and Doors | Adjust Cabinet Hinges and Doors - Adjust cabinet / vanity door hinges to allow the door to open and close correctly | EA | 0.1 | 45 | CABIM1016 | Misc material as needed | EA | 1 | 1 | 2 | Owner | Repair | No
Cabinet | Hardware | CABIL1021 | Replace Cabinet Hinge Replace | Replace Cabinet Hinge Replace - Replace/Install 1-2 new hinges and then rehang the cabinet door. Maker sure that it opens and closes properly (check hinges as this style may vary) | EA | 0.5 | 45 | CABIM1022 | 35 mm 110 Degree Full Overlay Soft Close Cabinet Hinge (1-Pair) SKU #1002755025 | EA | 1 | 1 | 14.8 | Owner | Replace | No
Cabinet | Hardware | CABIL1025 | Replace Cabinet Knob Replace | Replace Cabinet Knob Replace - Replace/Install Hardware knob(s) On cabinet/Vanity | EA | 0.1 | 45 | CABIM1026 | Mia 1 in. (26mm) Satin Nickel Round Cabinet Knob SKU #1000707383 (Or equivalent) (EA) | EA | 1 | 1 | 2.95 | Owner | Replace | No
Cabinet | Hardware | CABIL1023 | Replace Cabinet Pull Replace | Replace Cabinet Pull Replace - Replace/Install Cabinet Pull | EA | 0.16 | 45 | CABIM1024 | (76 mm) Center-to-Center Stainless Steel Bar Drawer Pull Store SO SKU #1000694299 (or match existing) | EA | 1 | 1 | 9.89 | Owner | Replace | No
Cabinet | Hardware | CABIL1019 | Replace Drawer Slide | Replace Drawer Slide - Install/Replace Cabinet Drawer slide and remount the drawer so that it opens and closes properly | EA | 1 | 45 | CABIM1020 | 21 in. Full Extension Undermount Soft Close Drawer Slide Set SKU #1002782613 | EA | 1 | 1 | 49.4 | Owner | Replace | No
Cabinet | Hardware | CABIL1017 | Sink Base Paint (Contact Paper) | Sink Base Paint - Install contact paper at the bottom of the drawer to cover stains, paint or swelling. Cut to fit | EA | 0.15 | 45 | CABIM1018 | Creative Covering White Adhesive Shelf Liner SKU #1006132755 | EA | 1 | 0.25 | 20 | Owner | Repair | No
Cabinet | Kitchen Box | CABIL1027 | Replace Lower Cabinet Replacement | Replace Lower Cabinet Replacement - Install new Floor mounted Shaker style cabinets to fit existing layout. White, Shaker Home Depot or like brand | LF | 1 | 45 | CABIM1028 | Cabinets as needed | LF | 1 | 1 | 100 | Owner | Replace | No
Cabinet | Kitchen Box | CABIL1031 | Replace Sink Base Cabinet | Replace Sink Base Cabinet - Replace/Install kitchen Sink Base Cabinet (does NOT include plumbing) | EA | 1 | 45 | CABIM1032 | Shaker Assembled 36x34.5x24 in. Sink Base Kitchen Cabinet in Satin White SKU #1000063265 or style to match | EA | 1 | 1 | 223.16 | Owner | Replace | No
Cabinet | Kitchen Box | CABIL1029 | Replace Upper Cabinet Replacement | Replace Upper Cabinet Replacement - Install new Wall Mounted Shaker style cabinets to fit existing layout. White, Shaker Home Depot or like brand | LF | 1.25 | 45 | CABIM1030 | Cabinets as needed | LF | 1 | 1 | 90 | Owner | Replace | No
Cabinet | Medicine Cabinet/Mirrors | CABIL1033 | Beveled Swing Door Medicine Cabinet | Beveled Swing Door Medicine Cabinet - Beveled Swing Door Medicine Cabinet | EA | 1.5 | 45 | CABIM1034 | 17 in. W x 20 in. H X 4 in. D Recessed or Surface Mount Frameless Beveled Bathroom Medicine Cabinet SKU #246301 | EA | 1 | 2 | 48.98 | Owner | Repair | No
Cabinet | Medicine Cabinet/Mirrors | CABIL1035 | Replace Mirror 23.5x28.5 | Replace Mirror 23.5x28.5 - Replace/Install framed 23.5 x 28.5 mirror | EA | 0.4 | 45 | CABIM1036 | 23.5 in. W x 28.5 in. H Framed Rectangular Anti-Fog Bathroom Vanity Mirror in White SKU #1005022814 | EA | 1 | 1 | 59.39 | Owner | Replace | No
Cabinet | Medicine Cabinet/Mirrors | CABIL1037 | Replace Mirror 36x60 | Replace Mirror 36x60 - Replace/Install framed 36 x 60 mirror | EA | 0.4 | 45 | CABIM1038 | 36 in. W x 60 in. H Frameless Rectangular Bathroom Vanity Mirror in Silver SKU #1000966788 | EA | 1 | 1 | 77.66 | Owner | Replace | No
Cabinet | Sink Base Panel | CABIL1041 | Replace Cabinet Bottom Panel | Replace Cabinet Bottom Panel - Replace damaged bottom panel on the cabinet (sink or vanity base) | EA | 1.25 | 45 | CABIM1042 | 19/32 in. x 4 ft. x 8 ft. Rtd Sheathing Syp SKU #166081 | EA | 1 | 1 | 40.61 | Owner | Replace | No
Cabinet | Vanity | CABIL1043 | Install Custom Built Vanity | Counter End Cap Glue - Install Custom built vanity (by the LF) | LF | 1.5 | 45 | CABIM1044 | Lumber and hardware as needed | LF | 1 | 1 | 105.93 | Owner | Repair | No
Cabinet | Vanity | CABIL1053 | Replace 24in Vanity Replace | Replace 24in Vanity Replace - Replace/Install new 24 inch vanity with top/sink. (Faucet and plumbing connections NOT included) | EA | 1.25 | 45 | CABIM1054 | 24 in. W x 36 in. H x 19 in. D Bath Vanity in White with Vanity Top in White and White Basin SKU #631254 | EA | 1 | 1 | 175 | Owner | Replace | No
Cabinet | Vanity | CABIL1045 | Replace 36in Vanity Replace | Replace 36in Vanity Replace - Replace 36" Vanity Cabinet and vanity top/sink (Faucet and plumbing connections NOT included) | EA | 1.25 | 45 | CABIM1046 | 37 in. W x 36 in H x 19 in. D Bathroom Vanity in White with Cultured Marble Vanity Top in White with White Sink SKU #1000005024 | EA | 1 | 1 | 275 | Owner | Replace | No
Cabinet | Vanity | CABIL1047 | Replace 48in Vanity Replace | Replace 48in Vanity Replace - Replace 48" Vanity Cabinet (Top NOT included) (Faucet and plumbing connections NOT included) | EA | 1 | 45 | CABIM1048 | Hampton 48 in. W x 21 in. D x 33.5 in. H Bathroom Vanity Cabinet Only in White SKU #877616 | EA | 1 | 1 | 429.94 | Owner | Replace | No
Cabinet | Vanity | CABIL1049 | Replace 48in Vanity w Top | Replace 48in Vanity w Top - Replace/Install 48" Vanity Cabinet W/ Top (Faucet and plumbing connections NOT included) | EA | 1.25 | 45 | CABIM1050 | Everdean 48.5 in. W x 18.75 in. D Vanity in White with Cultured Marble Vanity Top in White with White Sink Model #EV48P2-WH | EA | 1 | 1 | 650.93 | Owner | Replace | No
Cabinet | Vanity | CABIL1051 | Replace Vanity Top Sink | Replace Vanity Top Sink - Replace/Install 49 in top with sink bowl (Faucet and plumbing connections NOT included) | EA | 0.25 | 45 | CABIM1052 | 49 in. W x 22 in. D Cultured Marble Vanity Top in White with White Sink SKU #1001810249 | EA | 1 | 1 | 258.53 | Owner | Replace | No
Carpentry | Bath Accessories | CARPL1001 | Attic Ladder Install | Attic Ladder Install - Delta Crestfield Three Piece Accessories Kit | EA | 0.6 | 45 | CARPM1002 | Crestfield 3-Piece Bath Hardware Set with Towel Ring Toilet Paper Holder and 24 in. Towel Bar in Brushed Nickel SKU #1000734290 | EA | 1 | 1 | 56.07 | Owner | Repair | No
Carpentry | Bath Accessories | CARPL1005 | Replace Robe Hook Replace | Replace Robe Hook Replace - Replace Bath Hardware - Robe Hook | EA | 0.2 | 45 | CARPM1006 | Crestfield Double Towel Hook in Brushed Nickel SKU #1000094141 | EA | 1 | 1 | 19.75 | Owner | Replace | No
Carpentry | Bath Accessories | CARPL1007 | Replace Toilet Paper Holder | Replace Toilet Paper Holder - Replace/Install new Toilet Paper Holder | EA | 0.33 | 45 | CARPM1008 | Crestfield Toilet Paper Holder in Brushed Nickel SKU #1000730005 | EA | 1 | 1 | 25.39 | Owner | Replace | No
Carpentry | Bath Accessories | CARPL1011 | Replace Toilet Paper Roller | Replace Toilet Paper Roller - Replace/Install Toilet Paper Roller to match existing finish | EA | 0.09 | 45 | CARPM1012 | Replacement Toilet Paper Roller in Chrome | EA | 1 | 1 | 6 | Owner | Replace | No
Carpentry | Bath Accessories | CARPL1009 | Replace Towel Bar Replace | Replace Towel Bar Replace - Replace/Install new Towel Bar | EA | 0.33 | 45 | CARPM1010 | Crestfield 18 in. Towel Bar in Brushed Nickel SKU #1000728406 | EA | 1 | 1 | 28.23 | Owner | Replace | No
Carpentry | Bath Accessories | CARPL1003 | Replace Towel Ring Replace | Replace Towel Ring Replace - Replace Bath Hardware - Hand Towel Ring | EA | 0.33 | 45 | CARPM1004 | Crestfield Towel Ring in SpotShield Brushed Nickel SKU #1000730079 | EA | 1 | 1 | 21.16 | Owner | Replace | No
Carpentry | Bid Item | CARPL9999 | Carpentry - Bid Item | Carpentry - Bid Item | EA | 1 | 45 | CARPM9998 | Bid Item | EA | 1 | 1 | 1 | Owner | Repair | No
Carpentry | Board up | CARPL1015 | Board Up Door | Board Up Window - Board up door with fasteners and properly secure | EA | 1 | 45 | CARPM1016 | Sheet of OSB.. Includes bolts or screws as needed | EA | 1 | 1 | 18 | Owner | Repair | No
Carpentry | Board up | CARPL1017 | Board Up Window | Board Up Window - Board up window with fasteners and properly secure | EA | 1 | 45 | CARPM1018 | Sheet of OSB.. Includes bolts or screws as needed | EA | 1 | 1 | 12 | Owner | Repair | No
Carpentry | Deck | CARPL1019 | Deck Build | Deck Build - Board up window with long lag bolts and properly secure | EA | 1.75 | 45 | CARPM1020 | Sheet of OSB.. Includes bolts or screws as needed | EA | 1 | 1 | 25 | Owner | Repair | No
Carpentry | Deck | CARPL1021 | Padlock Cut | Padlock Cut - Build Exterior Deck. Includes all material for frame, planks, railing and stairs for decks lower than 4 feet off the ground | SF | 0.065 | 45 | CARPM1022 | Lumber as needed | SF | 1 | 1 | 35.31 | Owner | Repair | No
Carpentry | Deck | CARPL1023 | Replace Deck Baluster | Replace Deck Baluster - Replace/Install new Baluster(s) for deck or deck stairs | EA | 0.16 | 45 | CARPM1024 | 36 in. x 2 in. x 2 in. Pressure-Treated Wood Square End Baluster SKU #430792 | EA | 1 | 1 | 2.12 | Owner | Replace | No
Carpentry | Deck | CARPL1025 | Replace Deck Lag Bolts | Replace Deck Lag Bolts - Replace/Install new lag bolts (per bolt) | EA | 0.1667 | 45 | CARPM1026 | 1/2 in. x 6 in. Hex Galvanized Lag Screw SKU #928607 | EA | 1 | 1 | 4.99 | Owner | Replace | No
Carpentry | Deck | CARPL1027 | Replace Vinyl Lattice | Replace Vinyl Lattice - Replace/Install Vinyl lattice | SF | 0.01 | 45 | CARPM1028 | 4 ft. x 8 ft. White Garden Vinyl Lattice | SF | 0.02 | 1 | 28.3 | Owner | Replace | No
Carpentry | Hardware | CARPL1029 | Barrel Bolt | Barrel Bolt - Install a Barrel Bolt | EA | 0.1 | 45 | CARPM1030 | 4 in. Zinc-Plated Barrel Bolt SKU #250430 | EA | 1 | 1 | 6.19 | Owner | Repair | No
Carpentry | Lumber | DOORL1101 | Replace 1x6 Pine Install | Replace 1x6 Pine Install - Install/Replace 1x6 pine lumber (qty = 1 piece 8 ft long) | LF | 0.15 | 45 | DOORM1102 | 1 in. x 4 in. x 8 ft. Furring Strip Board SKU #687642 | LF | 0.1666 | 1 | 8 | Owner | Replace | No
Carpentry | Lumber | DOORL1103 | Replace 2x4 PT Install | Replace 2x4 PT Install - Install/Replace 2x4 pine lumber Pressure Treated (qty = 1 piece 8 ft long) | EA | 0.25 | 45 | DOORM1104 | 2 in. x 4 in. x 8 ft. #2 Prime Ground Contact Pressure-Treated Lumber | EA | 1 | 1 | 7.23 | Owner | Replace | No
Carpentry | MailBox | CARPL1037 | Mailbox Numbers | Mailbox Numbers - Add or cover old Mailbox numbers with new ones (QTY is 1 and not the amount of numbers in address) | EA | 0.15 | 45 | CARPM1038 | 2 in. Self-Adhesive Vinyl Number Pack SKU #1003111443 | EA | 1 | 1 | 3.88 | Owner | Repair | No
Carpentry | MailBox | CARPL1045 | Mailbox Post Secure | Mailbox Post Secure - Secure mailbox post and Rural box or the wall mounted mailbox as needed. Includes labor, screws and anchors as needed to make repair | EA | 0.5 | 45 | CARPM1046 | Material as needed | EA | 1 | 1 | 5 | Owner | Repair | No
Carpentry | MailBox | CARPL1041 | Replace All-in-One Mailbox | Replace All-in-One Mailbox - Replace/Install new All-n-One mailbox and post (Architectural Mailbox) | EA | 2 | 45 | CARPM1042 | MB1 Black, Medium, Steel, Post Mount Mailbox and 2 in. In-Ground Post Kit SKU #1002093796 | EA | 1 | 1 | 55 | Owner | Replace | No
Carpentry | MailBox | CARPL1031 | Install Attic Access Ladder 8'-10' | Replace Access Ladder - Install Attic Access Ladder 8'-10' (Disappearing Latter) | EA | 3 | 45 | CARPM1032 | 8 ft. - 10 ft., 22.5 in. x 54 in. Universal Fit Wood Attic Ladder with 250 lb. Maximum Load Capacity SKU #450382 | EA | 1 | 1 | 175.14 | Owner | Replace | No
Carpentry | MailBox | CARPL1039 | Replace Mailbox Post Replace | Replace Mailbox Post Replace - MailBox Post replacement (drive in steel post) | EA | 1 | 45 | CARPM1040 | Steel Drive-in, Top Mount, Mailbox Post Kit, Black SKU #1000670514 | EA | 1 | 1 | 46.6 | Owner | Replace | No
Carpentry | MailBox | CARPL1043 | Replace Rural Mailbox | Replace Rural Mailbox - Replace/Install Rural Mailbox (box only) | EA | 0.5 | 45 | CARPM1044 | Elite Medium, Steel, Post Mount Mailbox, Black SKU #1000055519 | EA | 1 | 1 | 35.27 | Owner | Replace | No
Carpentry | Outside Locks | CARPL1049 | Bath Accessories Kit | Bath Accessories Kit - Cut and Remove padlock as needed. Will likely require bolt cutters to perform this task | EA | 0.25 | 45 | N/A | N/A - Labor Only Line Item | EA | 0 | 0 | 0 | Owner | Repair | Yes
Carpentry | Outside Locks | CARPL1035 | Lockbox Install | Lockbox - Install Lockbox | EA | 0.1 | 45 | CARPM1036 | 5401D 7.3 cu in. Set Your Own Combination Wall Mount Lock Box SKU #202403 | EA | 1 | 1 | 43.77 | Owner | Repair | No
Carpentry | Outside Locks | CLENL1055 | Lockbox Remove | Lockbox Remove - Remove Lockbox from property. Set keys on inside of house so PM can get when house is being QC walked | EA | 0 | 45 | N/A | N/A - Labor Only Line Item | EA | 0 | 0 | 0 | Owner | Repair | Yes
Carpentry | Outside Locks | CARPL1047 | Replace Mailbox Keys | Replace Mailbox Keys - Replace Mailbox Keys | EA | 0 | 45 | CARPM1048 | Replace Mailbox Keys | EA | 1 | 1 | 25 | Owner | Replace | No
Carpentry | Rails | CARPL1051 | Handrail Secure | Handrail Secure - Secure the handrail/banister to the wall as needed | EA | 1 | 45 | CARPM1052 | Hardware as needed | EA | 1 | 1 | 8.47 | Owner | Repair | No
Carpentry | Safety | CARPL1053 | Fire Extinguisher Kitchen | Fire Extinguisher Kitchen - Install Fire Extinguisher under the kitchen sink or in an existing mount if applicable | EA | 0.2 | 45 | CARPM1054 | Install a 5-B:C Rated Disposable Fire Extinguisher under the sink AND make sure to take pictures of it in your final photos | EA | 1 | 1 | 33 | Owner | Repair | No
Carpentry | Shelving | CARPL1057 | Replace Closet Rod Adjustable | Replace Closet Rod Adjustable - Replace/Install new Adjustable Hanging Rod (up to 26 inches). | EA | 0.5 | 45 | CARPM1058 | Style+ 26.5 in. Satin Nickel Adjustable Hang Rod SKU #1002485654 | EA | 1 | 1 | 17.26 | Owner | Replace | No
Carpentry | Shelving | CARPL1059 | Replace Closet Rod Wooden | Replace Closet Rod Wooden - Replace/Install new Wooden closet rod | EA | 0.5 | 45 | CARPM1060 | 8 ft. Oak Closet Pole SKU 315788 | EA | 1 | 1 | 30.5 | Owner | Replace | No
Carpentry | Shelving | CARPL1033 | Replace Shower Rod Install | Replace Shower Rod Install - Install/Replace Shower Rod Only | EA | 0.3 | 45 | CARPM1034 | 60 in. Aluminum Builders Shower Rod in Chrome SKU #1001227499 | EA | 1 | 1 | 18.19 | Owner | Replace | No
Carpentry | Shelving | CARPL1061 | Wire Closet Shelving | Wire Closet Shelving - Wire Closet Shelving | LF | 0.06 | 45 | CARPM1062 | Shelf and Rod - Ventilated Wire Shelf - Match existing size | LF | 0.166 | 1 | 28.7 | Owner | Repair | No
Carpentry | Trim | CARPL1067 | Baseboard Nail | Baseboard Nail - Nail up loose or fallen baseboard | LF | 0.025 | 45 | N/A | N/A - Labor Only Line Item | EA | 0 | 0 | 0 | Owner | Repair | Yes
Carpentry | Trim | CARPL1065 | Base Moulding | Baseboard Nail - Install Base Moulding (6") | LF | 0.025 | 45 | CARPM1066 | WG 1866 9/16 in. x 5-1/4 in. x 96 in. Primed MDF Base Moulding SKU #1000375063 | LF | 0.125 | 1 | 21.85 | Owner | Repair | No
Carpentry | Trim | CARPL1063 | Closet Shelving | Closet Shelving - Install Base Moulding (4") | LF | 0.025 | 45 | CARPM1064 | LWM 623 1/2 in. x 3-1/4 in. x 96 in. Primed MDF Base Moulding SKU #1000369727 | LF | 0.125 | 1 | 14.5 | Owner | Repair | No
Carpentry | Trim | CARPL1071 | Replace Shoe Moulding | Replace Shoe Moulding - Replace/Install new Shoe Moulding | LF | 0.01 | 45 | CARPM1072 | WM129 7/16 in. x 11/16 in. MDF Shoe Moulding SKU #626466 | LF | 1 | 1 | 1.5 | Owner | Replace | No
Carpentry | Trim | CARPL1069 | Replace Shoe Moulding 1/4 | Replace Shoe Moulding 1/4 - Replace/Install new 1/4 shoe molding | LF | 0.01 | 45 | CARPM1070 | 3/4 in. x 3/4 in. x 96 in. Primed Pine Quarter Round Moulding Model #WM105-92096C | LF | 0.12 | 1 | 11.3 | Owner | Replace | No
Carpentry | Trim | CARPL1073 | Replace Window Casing | Replace Window Casing - Replace/Install new Window Casing | LF | 0.035 | 45 | CARPM1074 | WM 356 11/16 in. x 2-1/4 in. x 84 in. Primed Finger-Jointed Casing SKU #1000129321 | LF | 0.14 | 1 | 10.59 | Owner | Replace | No
Carpentry | Tub/Shower Parts Repair | CARPL1075 | Replace Shower Rod Only | Replace Shower Rod Only - Install/Replace Shower Rod Only | EA | 0.3 | 45 | CARPM1076 | 60 in. Aluminum Builders Shower Rod in Chrome SKU #1001227499 | EA | 1 | 1 | 18.19 | Owner | Replace | No
Carpentry | Window Alarms | CARPL1077 | Door Window Alarms | Door Window Alarms - Install new door/window alarms as needed or specified | EA | 0.333 | 45 | CARPM1078 | Wireless Home Security Door/Window Alarm (2-Pack) | EA | 1 | 1 | 22.11 | Owner | Repair | No
Cleaning | 5-Point Bucket | CLENL1087 | Replace 5 point Bucket | Replace 5 point Bucket - Replace all bulbs as needed, replace broken or missing outlet covers, replace all broken door stops, sweep and wash front door area to be free of debris and bugs/webbing and straighten out all working / existing blinds | EA | 3 | 45 | CLENM1088 | Misc items as needed | EA | 1 | 1 | 155.15 | Owner | Replace | No
Cleaning | Appliance | CLENL1001 | Appliances Clean Per Unit | Appliances Clean Per Unit - Clean Appliances (1 qty per appliance - Extra funds for more dirty appliances when needed) | EA | 0.65 | 45 | CLENM1002 | Cleaning Supplies | EA | 1 | 0.3 | 25 | Owner | Repair | No
Cleaning | Bid Item | CLENL9999 | Cleaning - Bid Item | Cleaning - Bid Item | EA | 1 | 45 | N/A | N/A - Labor Only Line Item | EA | 0 | 0 | 0 | Owner | Repair | Yes
Cleaning | Door | CLENL1017 | Exterior Door Wipe Clean | Exterior Door Wipe Clean - Wipe clean Exterior door with products needed to remove unsightly stains, marks or debris | EA | 0 | 45 | CLENM1018 | Cleaning Products as needed (includes Bleach, trash bags, rags, cleaning spray, etc.... | EA | 1 | 1 | 8 | Owner | Repair | No
Cleaning | Door | CLENL1019 | Interior Door Wipe Clean | Interior Door Wipe Clean - Wipe clean interior door with products needed to remove unsightly stains, marks or debris | EA | 0 | 45 | CLENM1020 | Cleaning Products as needed (includes Bleach, trash bags, rags, cleaning spray, etc.... | EA | 1 | 1 | 4 | Owner | Repair | No
Cleaning | Exterior | CLENL1027 | Dryer Vent Clean Out | Dryer Vent Clean Out - Clean out dryer vent to be free and clear of any debris or lent | EA | 0.35 | 45 | N/A | N/A - Labor Only Line Item | EA | 0 | 0 | 0 | Owner | Repair | Yes
Cleaning | Exterior | CLENL1029 | Exterior Walls Powerwash SF | Exterior Walls Powerwash SF - Powerwash Exterior Walls | SF | 0.003 | 45 | CLENM1030 | 1 Gal. Multi-Purpose Pressure Washer Cleaner SKU #1004805613 | SF | 0.0001 | 1 | 18.32 | Owner | Repair | No
Cleaning | Exterior | CLENL1031 | Flatwork Powerwash SF | Flatwork Powerwash SF - Powerwash flatwork as listed : | SF | 0.005 | 45 | CLENM1032 | 3 Gal. Multi-Purpose Pressure Washer Cleaner SKU #1004805613 | SF | 0.001 | 1 | 18.32 | Owner | Repair | No
Cleaning | Exterior | CLENL1033 | Snow Shoveling Walkway | Snow Shoveling Walkway - Shovel the snow away from the walkway from the parking area to the front door | EA | 0.5 | 45 | N/A | N/A - Labor Only Line Item | EA | 0 | 0 | 0 | Owner | Repair | Yes
Cleaning | Exterior | CLENL1025 | Walls Door Exterior Clean Off | Walls Door Exterior Clean Off - Clean off walls, door and flat area with a water hose. Scrub all loose dirt and clean of cobwebs and any other debris | EA | 1 | 45 | N/A | N/A - Labor Only Line Item | EA | 0 | 0 | 0 | Owner | Repair | Yes
Cleaning | Extra Cleaning Items | CLENL1079 | Baseboards Room Clean RM | Baseboards Room Clean RM - Clean baseboards in the room. Remove dust and dirt as needed to make the baseboard bright | RM | 0.2 | 45 | CLENM1080 | Cleaning supplies as needed | RM | 1 | 1 | 5 | Owner | Repair | No
Cleaning | Extra Cleaning Items | CLENL1077 | Baseboards Room Clean SF | Baseboards Room Clean SF - Clean baseboards in the room. Remove dust and dirt as needed on all the baseboard and the top/sides of all doors and window trim | SF | 0.0015 | 45 | CLENM1078 | Cleaning supplies as needed | SF | 0.001 | 1 | 15 | Owner | Repair | No
Cleaning | Extra Cleaning Items | CLENL1005 | Blinds Windows Clean Off | Blinds Windows Clean Off - Clean off blinds over the windows | EA | 0.2 | 45 | N/A | N/A - Labor Only Line Item | EA | 0 | 0 | 0 | Owner | Repair | Yes
Cleaning | Extra Cleaning Items | CLENL1051 | Cabinets Wipe Down LF | Cabinets Wipe Down LF - Clean and wipe down cabinets. (this is included in sales clean but this is used to call out the more dirty areas that would not come clean with a typical spray and wipe) | LF | 0.06 | 45 | CLENM1052 | Cleaning Spray | LF | 0.0001 | 1 | 15 | Owner | Repair | No
Cleaning | Extra Cleaning Items | CLENL1043 | Chimney Sweep Clean | Chimney Sweep Clean - Sweep chimney and clean/remove all debris as needed to make sure the chimney is safe and able to be used properly | EA | 2.5 | 45 | CLENM1044 | SootEater Chimney Whip Replacement Head Model #CWH208 | EA | 1 | 1 | 29.96 | Owner | Repair | No
Cleaning | Extra Cleaning Items | CLENL1011 | Clean out Trash Bin | Clean out Trash Bin - Remove debris left in the trash can before you Wash and Clean inside and outside of trash bin that belongs to the property. Once cleaned, leave in garage, carport or near house on side or back yard and NOT at the curb or street | EA | 1 | 45 | CLENM1012 | Cleaning Products as needed (includes Bleach, trash bags, rags, cleaning spray, etc.... | EA | 1 | 1 | 5 | Owner | Repair | No
Cleaning | Extra Cleaning Items | CLENL1037 | Doors Windows Extra Cleaning SF | Doors Windows Extra Cleaning SF - Extra cleaning needed for wiping down doors and windows throughout the house | SF | 0.0012 | 45 | CLENM1038 | Cleaning Products as needed (includes Bleach, trash bags, rags, cleaning spray, etc.... | SF | 1 | 1 | 0.05 | Owner | Repair | No
Cleaning | Extra Cleaning Items | CLENL1045 | Light Fixture Globe Clean | Light Fixture Globe Clean - Take down light fixture globe or cover and clean.. Then re - Install globe or cover to fixture | EA | 0.3 | 45 | N/A | N/A - Labor Only Line Item | EA | 0 | 0 | 0 | Owner | Repair | Yes
Cleaning | Extra Cleaning Items | CLENL1021 | Mop Floors | Mop Floors 2-3 Times SF - Mop floors 2-3 times (this is included in sales clean but this is used to call out the more dirty areas that would not come clean with a typical one time sweep and mop) | SF | 0.0011 | 45 | CLENM1022 | Cleaning Spray | SF | 0 | 1 | 16 | Owner | Repair | No
Cleaning | Extra Cleaning Items | CLENL1081 | Old Vent Register | Old Vent Register - Remove and clean Return Air Grill. Then reattach | EA | 0.5 | 45 | CLENM1082 | Cleaning Products as needed (includes Bleach, trash bags, rags, cleaning spray, etc.... | EA | 1 | 0.5 | 9 | Owner | Repair | No
Cleaning | Extra Cleaning Items | CLENL1023 | Replace Cleaning of Entry | Replace Cleaning of Entry - FRONT ENTRY/PORCH CLEANING/CAP WASHING MACHINE VALVES/LIGHT BULB REPLACEMENT/DOOR STOP REPLACEMENT /TIGHTEN ALL FIXTURES/SMOKE DETECTOR BATTERIES /WALL PLATE REPLACEMENT /BYPASS DOOR GUIDES /REMOVE CURTAIN RODS/MINOR PAINT TOUCH-UP/MINOR DRYWALL REPAIR /SECURITY LOCKS /CHAINS/CAULK WET AREAS REMOVE WASHER/DRYER IF LEFT INSIDE HOME /MISSING CLOSET ROD AND HOLDERS /AERATORS AT FAUCETS | EA | 3.333 | 45 | CLENM1024 | Materials will Vary based on what is actually needed | EA | 1 | 1 | 64.23 | Owner | Replace | No
Cleaning | Extra Cleaning Items | CLENL1041 | Replace Fireplace Firebox Clean | Replace Fireplace Firebox Clean - Clean firebox of fireplace | EA | 0.5 | 45 | CLENM1042 | Misc cleaning supplies as needed | EA | 1 | 1 | 5 | Owner | Replace | No
Cleaning | Extra Cleaning Items | CLENL1039 | Roof Debris Blow Sweep | Roof Debris Blow Sweep - Remove camera/motion sensor, along with mounting bracket and screws, then fill, smooth out, sand and prep for paint - Repair - | EA | 0.35 | 45 | CLENM1040 | Wood filler | EA | 1 | 1 | 5 | Owner | Repair | No
Cleaning | Extra Cleaning Items | CLENL1013 | Throw Away Trash Bins | Throw away Trash Bins - Remove the trash bin that was left by the tenant, as this was a personal bin and does not belong to the property | EA | 0.75 | 45 | CLENM1014 | Cleaning Products as needed (includes Bleach, trash bags, rags, cleaning spray, etc.... | EA | 1 | 1 | 10 | Owner | Repair | No
Cleaning | Extra Cleaning Items | CLENL1015 | Trash Bin Clean | Trash Bin Clean - Wash and clean inside and outside of the trash bin that belongs to the property. Once cleaned, leave in garage, carport or near house on side or back yard and NOT at the curb or street | EA | 0.5 | 45 | CLENM1016 | Cleaning Products as needed (includes Bleach, trash bags, rags, cleaning spray, etc.... | EA | 1 | 1 | 5 | Owner | Repair | No
Cleaning | Extra Cleaning Items | CLENL1009 | Tub Area Deep Clean | Tub Area Deep Clean - Deep clean on tub area. This is for tubs that are outside of the normal clean usually needed. Tub will need extra products and labor to bring back to rent ready | EA | 0.75 | 45 | CLENM1010 | Material as needed | EA | 1 | 1 | 5 | Owner | Repair | No
Cleaning | Extra Cleaning Items | CLENL1007 | Tub Shower Area Deep Clean | Tub Shower Area Deep Clean - Deep clean on tub and Shower or standup shower area. This is for tubs that are outside of the normal clean usually needed. Tub will need extra products and labor to bring back to rent ready | EA | 1 | 45 | CLENM1008 | Material as needed | EA | 1 | 1 | 6 | Owner | Repair | No
Cleaning | Extra Cleaning Items | CLENL1083 | Windows Glass Trim Clean | Windows Glass Trim Clean - Clean all the window(s). Includes cleaning of glass, trim, sills, frames and tracks | EA | 0.2 | 45 | CLENM1084 | Cleaning Products as needed (includes Bleach, trash bags, rags, cleaning spray, etc.... | EA | 1 | 0.001 | 5 | Owner | Repair | No
Cleaning | HVAC | CLENL1053 | Ductwork House Clean SF | Ductwork House Clean SF - Clean ductwork throughout the house. QTY is by the house's Square Footage | SF | 0.0013 | 45 | CLENM1054 | Initial Cost for materials and set up / break down | SF | 0.0027 | 1 | 128.19 | Owner | Repair | No
Cleaning | Odor Eliminator | CLENL1057 | Ozone Machine 2 Days Pet | Ozone Machine 2 Days Pet - Leave Ozone machine in house for at least 2 days, to remove smell of pets in and throughout the house | EA | 1.5 | 45 | N/A | N/A - Labor Only Line Item | EA | 0 | 0 | 0 | Owner | Repair | Yes
Cleaning | Odor Eliminator | CLENL1059 | Ozone Machine Coil Clean | Ozone Machine Coil Clean - Leave Ozone machine in house for at least 2 days, to remove smell of pets in and throughout the house. And Deep clean the Evaporator Coil in placeTake pictures of the coil after being cleaned before putting back in the cabinets and then after installed | EA | 1.75 | 45 | CLENM1060 | Air Conditioner Foaming Coil Cleaner | EA | 1 | 1 | 158.67 | Owner | Repair | No
Cleaning | Odor Eliminator | CLENL1061 | Scent Bombs Odor Control | Scent Bombs Odor Control - Set off Scent Bombs (3 per QTY as material pays for a 3 pack) throughout house to kill smoke/pet odor Armor All FRESH fx Smoke X Rapid Odor Eliminator SKU # 1006108932 | EA | 1 | 45 | CLENM1062 | Armor All FRESH fx Smoke X Rapid Odor Eliminator SKU #1006108932 | EA | 1 | 3 | 8 | Owner | Repair | No
Cleaning | Preventative Maintenance | CLENL1063 | PM Mechanicals | PM Mechanicals - Photos REQUIRED - 1) Pour Drain-O in every drain in the house, including all toilets, sinks, showers and tubs - 2) Clean coils in the Furnace/Air Handler with coil cleaner and wash down condensation line - 3) Blow out condensation line with air compressor or shop vac in reverse .. Photos of all draino, coil cleaner and machine hooked up are REQUIRED or this amount will be removed from final invoice. | EA | 2 | 45 | CLENM1064 | Coil Cleaner and Draino | EA | 1 | 3 | 151 | Owner | Repair | No
Cleaning | Refresh Cleaning | CLENL1067 | Refresh Cleaning Property | Refresh Cleaning Property - Refresh cleaning of the property. This includes sweeping off the front entry to the house, making sure the front and back entrance are free of leaves, pine straw and debris, wipe down all counter and vanity tops, clean water rings on toilets and sinks, bathtub wipe down. Wipe off dust on exterior of the appliances and remove up to a half a CY of debris that may be on site. Anything outside of the previous verbiage must be documented and called in on site for onsite approvals via a CO with pictures to show what other items are needed. | EA | 0 | 45 | CLENM1068 | One-Time Fee | SF | 1 | 1 | 160.5 | Owner | Repair | No
Cleaning | Roof | CLENL1069 | Tile Roof Pressure Wash | Tile Roof Pressure Wash - Softly pressure wash tile roof to get rid of all the stains, dirt and grime | SF | 0.0055 | 45 | CLENM1070 | Cleaning Products as needed (includes Bleach, trash bags, rags, cleaning spray, etc.... | SF | 1 | 0 | 0 | Owner | Repair | No
Cleaning | Sales Clean | CLENL1071 | Level 1 Sales Clean | Level 1 Sales Clean - Level 1 Whole House Sales Clean. This includes mopping, sweeping, wiping down baseboards and vacuuming of all floors. Basic appliance cleaning are included, , remove all items from fridge/freezer and clean shelving, drawers and ice trays. Run Dishwasher and disinfect Microwave. Cleaning and wiping down Cabinets inside and out, along with cleaning off all hard surfaces like vanity tops, countertops and sinks, fixtures, faucets. Cleaning all bathrooms, toilets basic tub cleaning, knocking down any cobwebs in the corners of the walls wiping down blinds, cleaning window ledges, removing dust a dirt from Fan Blades, cleaning all globes and light fixtures, both wall and ceiling mounted.. Sweeping off all exterior exits of the house, including the garage. Also includes any small items of trash, debris or items left behind (up to 2 trash bags full) House should be "SHOW" ready after a sales clean is done. | SF | 0.0017 | 45 | CLENM1072 | Material as needed | SF | 0.0001 | 1 | 100 | Owner | Repair | No
Cleaning | Sales Clean | CLENL1073 | Level 2 Sales Clean | Level 2 Sales Clean - Level 2 Whole House Sales Clean. This includes mopping, sweeping, wiping down baseboards and vacuuming of all floors. Basic appliance cleaning are included, , remove all items from fridge/freezer and clean shelving, drawers and ice trays. Run Dishwasher and disinfect Microwave. Cleaning and wiping down Cabinets inside and out, along with cleaning off all hard surfaces like vanity tops, countertops and sinks, fixtures, faucets. Cleaning all bathrooms, toilets basic tub cleaning, knocking down any cobwebs in the corners of the walls wiping down blinds, cleaning window ledges, removing dust a dirt from Fan Blades, cleaning all globes and light fixtures, both wall and ceiling mounted.. Sweeping off all exterior exits of the house, including the garage. Also includes any small items of trash, debris or items left behind (up to 2 trash bags full) House should be "SHOW" ready after a sales clean is done. | SF | 0.0027 | 45 | CLENM1074 | Material as needed | SF | 0.0001 | 1 | 150 | Owner | Repair | No
Cleaning | Sales Clean | CLENL1075 | Lite Sales Clean | Lite Sales Clean - Lite cleaning of the property. This includes sweeping off the front entry to the house, making sure the front and back entrance are free of leaves, pine straw and debris. Sweep hard surface floors, vacuum as needed. Wipe down all counter and vanity tops, clean water rings on toilets and sinks, bathtub wipe down. Wipe off dust on exterior of the appliances and remove up to a half a CY of debris that may be on site. Anything outside of the previous verbiage must be documented and called in on site for onsite approvals via a CO with pictures to show what other items are needed. | EA | 0 | 45 | CLENM1076 | One-Time Fee | EA | 1 | 1 | 160 | Owner | Repair | No
Cleaning | Steam Cleaning | CLENL1047 | Carpet Stairs Clean | Carpet Stairs Clean - Clean Existing Carpet of the stairs | EA | 0.15 | 45 | N/A | N/A - Labor Only Line Item | EA | 0 | 0 | 0 | Owner | Repair | Yes
Cleaning | Steam Cleaning | FLORL1021 | Carpet Steam Clean | Carpet Steam Clean - Steam Clean Existing Carpet (QTY is for each room) Leave triangle pattern | EA | 1.25 | 45 | FLORM1022 | 36 oz. Carpet Spot Remover SKU #336292 | EA | 1 | 0 | 75 | Owner | Repair | No
Cleaning | Winterized Property | CLENL1085 | Winterized Property | Winterized Property - Winterize the property - Open all drain and taps, blow out all the lines (need picture of the compressor while operating). Drain the water heater and show where you let all the water out, either with a hose out of the house, to a drain line or into a floor drain. Flush all toilets, fill with antifreeze and remove the tank top. Fill all other drain traps with anti - freeze and take pictures of all of them after being filled as taped down. | EA | 2 | 45 | CLENM1086 | 128 fl. oz. PG Formula and Glycerin Free -50°F RV Antifreeze SKU #1005655189 | EA | 1 | 1 | 7.03 | Owner | Repair | No
Concrete | Bid Item | CONCL9999 | Concrete - Bid Item | Concrete - Bid Item | EA | 1 | 45 | CONCM9998 | Bid Item | EA | 1 | 1 | 1 | Owner | Repair | No
Concrete | Demo Concrete | CONCL1005 | Demo Concrete | Demo Concrete - Demo Concrete (every 25 SF) | EA | 1 | 45 | N/A | N/A - Labor Only Line Item | EA | 0 | 0 | 0 | Owner | Repair | Yes
Concrete | Fill Concrete Cracks | CONCL1003 | Concrete Crack Fill | Concrete Crack Fill - Fill cracks in Concrete (By the LF) | LF | 0.02 | 45 | CONCM1004 | 10.1 oz. Gray Watertight Concrete Filler and Sealant SKU #284733 | LF | 0.02 | 1 | 8.47 | Owner | Repair | No
Concrete | Interior Door | CONCL1007 | Concrete Form Frame | Concrete Form Frame - Frame up the form for a new concrete slab that will be added (LF of lumber needed, NOT length of pour) | LF | 0.062 | 45 | CONCM1008 | 1 in. x 4 in. x 8 ft. Ground Contact Pressure-Treated Board SKU #1001753944 | LF | 0.1666 | 1 | 9.26 | Owner | Repair | No
Concrete | Interior Door | CONCL1011 | Concrete Slab Pour | Concrete Slab Pour - Pour a new 4" thick concrete pad/slab/patch area per sq.ft. (New Pour) (forming included) | SF | 0.07 | 45 | CONCM1012 | 60 lb. Concrete Mix SKU #929514 | SF | 0.74 | 1 | 6.29 | Owner | Repair | No
Concrete | Interior Door | CONCL1009 | Concrete Slab Pour <1CY | Concrete Slab Pour <1CY - Pour a new 4" thick concrete pad/slab/patch area per sq.ft. (Max 81 SF) (form not included) | SF | 0.3 | 45 | CONCM1010 | 60 lb. Concrete Mix SKU #929514 | SF | 0.74 | 1 | 4.87 | Owner | Repair | No
Doors | Bi-Fold Door | DOORL1003 | Bifold Door Reinstall | Bifold Door Reinstall - Re-Install Bifold Door, adjust as needed and make sure it is opening and closing properly | EA | 1 | 45 | DOORM1004 | 36 in. Bi-Fold Door Hardware Set with White Track SKU #360570 | EA | 1 | 1 | 24.44 | Owner | Repair | No
Doors | Bi-Fold Door | DOORL1005 | Replace Bifold 24in | Replace Bifold 24in - Replace/Install 24" bifold door (Hardware included) | EA | 1 | 45 | DOORM1006 | 24 in. x 80 in. Textured 6-Panel Primed Hollow Core Composite Bi-Fold Interior Door SKU #776280 | EA | 1 | 1 | 96.9 | Owner | Replace | No
Doors | Bi-Fold Door | DOORL1007 | Replace Bifold 30in | Replace Bifold 30in - Replace/Install 30" bifold door (Hardware included) | EA | 1 | 45 | DOORM1008 | 30 in. x 80 in. Textured 6-Panel Primed Hollow Core Composite Bi-Fold Interior Door SKU #776280 | EA | 1 | 1 | 111.11 | Owner | Replace | No
Doors | Bi-Fold Door | DOORL1009 | Replace Bifold 36in | Replace Bifold 36in - Replace/Install 36" bifold door (Hardware included) | EA | 1 | 45 | DOORM1010 | 36 in. x 80 in. Textured 6-Panel Primed Hollow Core Composite Bi-Fold Interior Door SKU #776280 | EA | 1 | 1 | 118.87 | Owner | Replace | No
Doors | Bi-Fold Door | DOORL1011 | Replace Bifold Knob | Replace Bifold Knob - Replace/Install Hardware knob(s) On Bi - fold door | EA | 0.1 | 45 | DOORM1012 | Mia 1 in. (26mm) Satin Nickel Round Cabinet Knob SKU #1000707383 (Or equivalent) (EA) | EA | 1 | 1 | 4 | Owner | Replace | No
Doors | Bi-Fold Door | DOORL1013 | Replace Bifold Track Kit | Replace Bifold Track Kit - Replace/Install new bi - fold door track repair kit and rehang door (up to 6ft) | EA | 1 | 45 | DOORM1014 | 36 in. Bi-Fold Door Hardware Set with White Track SKU #360570 | EA | 1 | 1 | 25.28 | Owner | Replace | No
Doors | Bid Item | DOORL9999 | Doors - Bid Item | Doors - Bid Item | EA | 1 | 45 | DOORM9998 | Bid Item | EA | 1 | 1 | 1 | Owner | Repair | No
Doors | Cellar Door | DOORL1017 | Replace Bilco Cellar Door | Replace Bilco Cellar Door - Replace/Install new Bilco Cellar door (extension must be added if needed). Includes adding weather Stripping | EA | 14 | 45 | DOORM1018 | Classic Series 55 in. x 72 in. Primed Steel Cellar Door Model #SZ CG (funds added for Weather stripping , and caulk (SKU #1004447502) | EA | 1 | 1 | 1153.42 | Owner | Replace | No
Doors | Cellar Door | DOORL1019 | Replace Bilco Extension | Replace Bilco Extension - Replace/Install new Bilco Cellar Door Extension | EA | 2 | 45 | DOORM1020 | Classic Series 55 in. x 12 in. Primed Steel Cellar Door Extension for SZ CG Model #EXT 12 | EA | 1 | 1 | 397.72 | Owner | Replace | No
Doors | Deck | DOORL1021 | Replace Deck Board Replace | Replace Deck Board Replace - Install/Replace deck board (by the board) on patio or deck. Screw down (no nails) and secure as needed. (does not include paint or stain matching) | EA | 0.5 | 45 | DOORM1022 | 5/4 in. x 6 in. x 8 ft. Standard Ground Contact Pressure-Treated Pine Decking Board SKU #1001754821 | EA | 1 | 1 | 9.86 | Owner | Replace | No
Doors | Deck | DOORL1023 | Replace Deck Stair Tread | Replace Deck Stair Tread - Replace/Install deck stair tread (per step up to 4 ft wide) | EA | 0.35 | 45 | DOORM1024 | 2 in. x 6 in. x 8 ft. #2 Prime Ground Contact Pressure-Treated Lumber SKU #1001753877 | EA | 1 | 1 | 18.33 | Owner | Replace | No
Doors | Door Adjustment | DOORL1025 | Door Adjust | Door Adjust - Adjust Door as needed to make sure it is opening and closing properly | EA | 0.3 | 45 | N/A | N/A - Labor Only Line Item | EA | 0 | 0 | 0 | Owner | Repair | Yes
Doors | Door Adjustment | DOORL1029 | Door Hardware Secure | Door Hardware Secure - Secure adjust or repair hardware | EA | 0.2 | 45 | N/A | N/A - Labor Only Line Item | EA | 0 | 0 | 0 | Owner | Repair | Yes
Doors | Door Adjustment | DOORL1027 | Door Plane | Door Plane - Plane Door down so it no longer hits the jamb and closes properly | EA | 0.35 | 45 | N/A | N/A - Labor Only Line Item | EA | 0 | 0 | 0 | Owner | Repair | Yes
Doors | Door Adjustment | DOORL1015 | Smooth Dented Door | Smooth dented door - Fill small holes or dents in door, sand and prep for paint | EA | 1 | 45 | DOORM1016 | Premium Wood Filler 16 oz. White | EA | 1 | 0.5 | 16.57 | Owner | Repair | No
Doors | Doorbell | DOORL1055 | Replace Smarthome Doorbell | Replace Smarthome Doorbell - Replace Smarthome Doorbell | EA | 0 | 45 | DOORM1056 | Smarthome Doorbell | EA | 1 | 1 | 100 | Owner | Replace | No
Doors | Doorbell | ELECL10049 | Replace Wired Chime Box | Replace Wired Chime Box - Replace/Install Wired Chime Box and cover to existing wiring from button | EA | 0.75 | 45 | ELECM10050 | Wired Door Chime in White SKU #1003008625 | EA | 1 | 1 | 36.92 | Owner | Replace | No
Doors | Doorbell | ELECL10051 | Replace Wired Doorbell Button | Replace Wired Doorbell Button - Replace/Install Wired Doorbell Button to existing wiring. | EA | 0.25 | 45 | ELECM10052 | Wired LED Lighted Door Bell Push Button, Black SKU #1004856082 | EA | 1 | 1 | 18.62 | Owner | Replace | No
Doors | Exterior Door | DOORL1059 | Install Rently | Lock Rekey - Install new Rently on the front door (must show pictures of it connected to the system and working properly and the Serial #) | EA | 1 | 45 | DOORM1060 | Material for Rently | EA | 1 | 1 | 154.08 | Owner | Repair | No
Doors | Exterior Door | DOORL1073 | Replace 9 Lite Exterior Door | Replace 9 Lite Exterior Door - Replace/Install new 9 Lite Exterior Door | EA | 5 | 45 | DOORM1074 | 36 in. x 80 in. Premium 9 Lite Primed White Left Hand Inswing Steel Prehung Front Exterior Door with Brickmold SKU #283009 (interior casing included in material price) | EA | 1 | 1 | 343.68 | Owner | Replace | No
Doors | Exterior Door | DOORL1075 | Replace Door Threshold | Replace Door Threshold - Replace/Install new threshold to exterior door. Mount tight to bottom and seal under to prevent water intrusion. Includes fabricating the existing door frame as needed to make this or the proper threshold fit. | EA | 1.35 | 45 | DOORM1076 | 3 ft. x 5-5/8 in. x 1-1/8 in. Oak/Aluminum Threshold SKU #231785 | EA | 1 | 1 | 39.8 | Owner | Replace | No
Doors | Exterior Door | DOORL1065 | Replace Exterior Door Hardware | Replace Exterior Door Hardware - Replace Exterior Door Hardware w/ Passage Knob & Single Sided Deadbolt.. (ALL Entry doors must be Keyless other than the Rently on the front door) | EA | 0.5 | 45 | DOORM1066 | Polo Satin Nickel Hall/Closet Door Knob Featuring Microban Antimicrobial Technology & 667 Single-Sided Deadbolt with Exterior Plate in Satin Chrome | EA | 1 | 1 | 39.9 | Owner | Replace | No
Doors | Exterior Door | DOORL1071 | Replace Exterior Door Slab | Replace Exterior Door Slab - Replace/Install Exterior Door Slab (labor includes to re - setting lockset) | EA | 3 | 45 | DOORM1072 | 36 in. x 80 in. 6-Panel Primed Premium Steel Front Door Slab SKU #776781 (check actual size of door to make sure this size works) | EA | 1 | 1 | 178.3 | Owner | Replace | No
Doors | Exterior Door | DOORL1067 | Replace Front Handleset Replace | Replace Front Handleset Replace - Replace Front Exterior Door Handleset w/ Deadbolt | EA | 0.6 | 45 | DOORM1068 | Tylo Satin Chrome Entry Door Knob and Single Cylinder Deadbolt Combo Pack SKU #388931 | EA | 1 | 1 | 35.31 | Owner | Replace | No
Doors | Exterior Door | DOORL1069 | Replace Prehung Exterior Door | Replace Prehung Exterior Door - Replace/Install a prehung exterior door and frame. This includes shimming, leveling and the labor to Install existing hardware | EA | 5 | 45 | DOORM1070 | 36 in. x 80 in. Premium 6-Panel Left Hand Inswing Primed Steel Prehung Front Exterior Door with Brickmold SKU #826290 (check size and hand) (cost for shims are included in material price) | EA | 1 | 1 | 292 | Owner | Replace | No
Doors | Exterior Door | DOORL1061 | Replace SmartKey Deadbolt | Replace SmartKey Deadbolt - Install/Replace deadbolt with single cylinder, one sided SmartKey Deadbolt and set to match front door | EA | 0.5 | 45 | DOORM1062 | Satin Nickel Single Cylinder Deadbolt featuring SmartKey Security with Microban Antimicrobial Technology SKU #1004470511 | EA | 1 | 1 | 49.76 | Owner | Replace | No
Doors | Exterior Door | DOORL1063 | Replace SmartKey Knob | Replace SmartKey Knob - Install/Replace Knob with a SmartKey Knob and set to match front door | EA | 0.5 | 45 | DOORM1064 | Juno Satin Nickel Entry Door Knob Featuring SmartKey Security with Microban Antimicrobial Technology SKU #958301 | EA | 1 | 1 | 41.41 | Owner | Replace | No
Doors | Exterior Door | DOORL1077 | Replace Weather Stripping | Replace Weather Stripping - Replace/Install new weather stripping around the exterior door (by piece/side) | EA | 0.2 | 45 | DOORM1078 | 1 in. x 81 in. White Vinyl-Clad Foam Kerf Door Seal SKU #1000631044 | EA | 1 | 1 | 7.42 | Owner | Replace | No
Doors | Exterior Door | DOORL1057 | Wood Soffit Install | Wood Soffit Install - Install a single sided deadbolt with NO keyed entry. (ALL Entry doors must be Keyless other than the Rently on the front door) | EA | 0.4 | 45 | DOORM1058 | 667 Single-Sided Deadbolt with Exterior Plate in Satin Chrome SKU #1000646242 | EA | 1 | 1 | 28 | Owner | Repair | No
Doors | Hardware | DOORL1033 | Drill Existing Lock | Drill Existing Lock - Drill out existing lock to gain access (includes drilling knob and deadbolt) (Does NOT include new lockset) | EA | 1 | 45 | DOORM1034 | 7/64 in. Cobalt Thunderbolt Twist Drill Bit SKU #1001294887 | EA | 1 | 1 | 4.76 | Owner | Repair | No
Doors | Hardware | DOORL1035 | Install Deadbolts | Install Deadbolts - Install 1-2 deadbolts on the door. | EA | 0 | 45 | DOORM1036 | 1 to 2 deadbolts on the house | EA | 1 | 1 | 100 | Owner | Repair | No
Doors | Hardware | DOORL1081 | Lock Rekey | Lock Rekey - Rekey lock to match existing or all others | EA | 0.5 | 45 | DOORM1082 | Kwikset Steel 5-Pin Door Lock Set Re-Keying Kit (1/2 a kit per QTY) SKU #217260 | EA | 1 | 0.5 | 10.27 | Owner | Repair | No
Doors | Hardware | DOORL1039 | Peep Hole | Peep Hole - Install peephole. This include drilling a hole through the door, | EA | 0.2 | 45 | DOORM1040 | Door Viewer, 1/2 in. x 200-Degree, Solid Brass Housing, Glass Lens is U.L. Listed, Satin Nickel Plated Finish | EA | 1 | 1 | 18.54 | Owner | Repair | No
Doors | Hardware | DOORL1079 | Replace Ball Catch Install | Replace Ball Catch Install - Install/Replace ball catch at the top of the door | EA | 0.35 | 45 | DOORM1080 | Satin Nickel Latch Adjustable Ball Catch SKU #630627 | EA | 1 | 1 | 10 | Owner | Replace | No
Doors | Hardware | DOORL1031 | Replace Door Hinge Install | Replace Door Hinge Install - Adjust hinges as needed and replace striker plate so they door will close and latch properly | EA | 0.5 | 45 | DOORM1032 | 1-3/8 in. and 1-3/4 in. Satin Nickel Plated Fix-A-Latch Strike Plate Repair Kit SKU #1002658849 | EA | 1 | 1 | 26.63 | Owner | Replace | No
Doors | Hardware | DOORL1047 | Replace Door Jamb Replace | Replace Door Jamb Replace - Replace door jamb on latch side. Includes removing and replacing casing as needed | EA | 2 | 45 | DOORM1048 | 1.25 in. D 4.563 in. W Wood Primed Finger-Jointed Reversible Exterior Door Frame with Angled Sill Cut SKU #188545 | EA | 1 | 1 | 55 | Owner | Replace | No
Doors | Hardware | DOORL1043 | Replace Door Sweep Bottom | Replace Door Sweep Bottom - Replace / Install Bottom mounted door sweep/bottom | EA | 0.75 | 45 | DOORM1044 | 36 in. Brown Vinyl U-Shape Deny Slide-On Under Door Seal SKU #1003990442 | EA | 1 | 1 | 25 | Owner | Replace | No
Doors | Hardware | DOORL1045 | Replace Door Sweep Face | Replace Door Sweep Face - Replace / Install face mounted door sweep | EA | 0.15 | 45 | DOORM1046 | 36 in. x .25 in. Heavy-Duty Aluminum and Brush Door Sweep Weatherstrip SKU #1000668495 | EA | 1 | 1 | 18.5 | Owner | Replace | No
Doors | Hardware | DOORL1053 | Replace Doorstop Replace | Replace Doorstop Replace - Replace/Install Interior Doorstops | EA | 0.15 | 45 | DOORM1054 | Satin Nickel Spring Door Stop SKU #492007 | EA | 1 | 1 | 3.5 | Owner | Replace | No
Doors | Hardware | DOORL1099 | Replace Exterior Lockset | Replace Exterior Lockset - Replace/Install exterior lockset | EA | 0.75 | 45 | DOORM1100 | Balboa Satin Nickel Exterior Entry Door Lever and Single Cylinder Deadbolt Combo Pack Store SKU #574037 | EA | 1 | 1 | 50.8 | Owner | Replace | No
Doors | Hardware | DOORL1049 | Replace Screen Closer Replace | Replace Screen Closer Replace - Replace/Install Hydraulic Screen Door Closer. Adjust close and swing to work properly and make sure door latches when closed | EA | 0.6 | 45 | DOORM1050 | Heavy Storm Door Closer with Torsion Bar (Black) | EA | 1 | 1 | 22 | Owner | Replace | No
Doors | Hardware | DOORL1041 | Replace Self Close Hinges | Replace Self Close Hinges - Install/Replace self closing hinges to the door ( 1 QTY is 2 hinges). | EA | 1 | 45 | DOORM1042 | 4 in. x 4 in. Satin Nickel 5/8 in. Radius Adjustable Spring Door Hinge (2-Pack) | EA | 1 | 1 | 34.11 | Owner | Replace | No
Doors | Hardware | DOORL1051 | Replace Striker Plate | Replace Striker Plate - Replace/Install new striker plate | EA | 0.09 | 45 | DOORM1052 | Satin Nickel Full Lip Door Strikes (2-Pack) Model #1065-SN | EA | 1 | 0.5 | 4.52 | Owner | Replace | No
Doors | Hardware | DOORL1037 | Sliding Security Bar | Sliding Security Bar - Install a new Deadbolt Door Hole Cover Plate over hole in door | EA | 0.16 | 45 | DOORM1038 | Door Hole Cover Plate, 2-5/8 in. Diameter | EA | 1 | 1 | 8 | Owner | Repair | No
Doors | Hinges | DOORL1083 | Door Hinge Install | Door Hinge Install - Install Interior Door hinges (per hinge) | EA | 0.35 | 45 | DOORM1084 | 3-1/2 in. Satin Nickel 5/8 in. Radius Security Door Hinges Value Pack (3-Pack) SKU #1000716467 | EA | 1 | 0.33 | 12.26 | Owner | Repair | No
Doors | Interior Door | DOORL1085 | Interior Door Rehang | Interior Door Rehang - Rehang Interior Door slab to existing jamb | EA | 0.5 | 45 | DOORM1086 | #9 x 1 in. and #9 x 2-1/4 in. Phillips Flat-Head Satin Nickel Door Hinge Wood Screw Kit (21-Pack) SKU #505496 | EA | 1 | 0.5 | 1.9 | Owner | Repair | No
Doors | Interior Door | DOORL1087 | Replace Interior Door Slab | Replace Interior Door Slab - Replace Interior Door Slab Only | EA | 0.85 | 45 | DOORM1088 | 30 in. x 80 in. Textured 6-Panel Hollow Core Primed Composite Interior Door Slab with Bore SKU #1001218305 (SKU is for 2'6 slab) | EA | 1 | 1 | 71.06 | Owner | Replace | No
Doors | Interior Door | DOORL1089 | Replace Passage Knob Replace | Replace Passage Knob Replace - Replace Interior Passage Door Hardware - Knob Only | EA | 0.25 | 45 | DOORM1090 | Hartford Satin Nickel Hall/Closet Passage Door Knob SKU #883767 | EA | 1 | 1 | 18.32 | Owner | Replace | No
Doors | Interior Door | DOORL1091 | Replace Passage Lever Replace | Replace Passage Lever Replace - Replace Interior Passage Door Hardware - Lever Only | EA | 0.3 | 45 | DOORM1092 | Tustin Satin Nickel Passage Hall/Closet Door Lever Featuring Microban Antimicrobial Technology SKU #740025 | EA | 1 | 1 | 39.5 | Owner | Replace | No
Doors | Interior Door | DOORL1097 | Replace Prehung Interior Door | Replace Prehung Interior Door - Replace Prehung Interior Door (Check Size as SKU is only for 30x80) | EA | 1 | 45 | DOORM1098 | 30 in. x 80 in. 6-Panel Left-Handed Hollow-Core Textured Primed Composite Single Prehung Interior Door SKU #1001219413 | EA | 1 | 1 | 165.25 | Owner | Replace | No
Doors | Interior Door | DOORL1093 | Replace Privacy Knob Replace | Replace Privacy Knob Replace - Replace Interior Privacy Door Hardware - Knob Only | EA | 0.25 | 45 | DOORM1094 | Hartford Satin Nickel Bed and Bath Door Knob SKU #883624 | EA | 1 | 1 | 19.73 | Owner | Replace | No
Doors | Interior Door | DOORL1095 | Replace Privacy Lever Replace | Replace Privacy Lever Replace - Replace Interior Privacy Door Hardware - Lever Only | EA | 0.3 | 45 | DOORM1096 | Tustin Satin Nickel Privacy Bed/Bath Door Lever Featuring Microban Antimicrobial Technology SKU #734509 | EA | 1 | 1 | 40.92 | Owner | Replace | No
Doors | Screen Door | DOORL1109 | Replace Screen Door Replace | Replace Screen Door Replace - Replace/Install a new Screen Door. (does not include hasp or lock) | EA | 1.25 | 45 | DOORM1110 | Solid Vinyl Screen Door (product needs to be ordered and specs given) | EA | 1 | 1 | 50.56 | Owner | Replace | No
Doors | Screen Door | DOORL1105 | Screen Door Handle | Screen Door Handle - Aluminum Screen Door Handle Set Latches | EA | 0.3 | 45 | DOORM1106 | 1-3/4 in. White Push-Button Latch SKU #930377 | EA | 1 | 1 | 15.93 | Owner | Repair | No
Doors | Screen Door | DOORL1107 | Screen Door Remove | Screen Door Remove - Remove storm/Screen door, fill holes with wood putty, sand and prep for paint (if needed) | EA | 0.5 | 45 | DOORM1108 | 3.75 oz. White Wood Putty SKU #1003317078 | EA | 1 | 0.34 | 5.46 | Owner | Repair | No
Doors | Sliding Door | DOORL1119 | Replace Sliding Handle Replace | Replace Sliding Handle Replace - Replace/Install new Sliding Glass Door Handle and make sure it locks properly | EA | 0.75 | 45 | DOORM1120 | Sliding Glass Door Handle Set, 4-15/16 in., Diecast, Clamp Style, Surface Mount, Non-Keyed (Check door before buying as SKU and style might differ) SKU #441040 | EA | 1 | 1 | 48.16 | Owner | Replace | No
Doors | Sliding Door | DOORL1123 | Replace Sliding Screen Kit | Replace Sliding Screen Kit - Replace/Install sliding door screen with new adjustable screen door kit | EA | 0.75 | 45 | DOORM1124 | 36 in. x 80 in. Adjustable Fit White Metal Sliding Patio Screen Door SKU #1003835122 | EA | 1 | 1 | 127.91 | Owner | Replace | No
Doors | Sliding Door | DOORL1113 | Replace Sliding Security Bar | Replace Sliding Security Bar - Install/Replace sliding door security bar | EA | 0.4 | 45 | DOORM1114 | 28 in. to 48 in., Aluminum, White, Security Bar Lock SKU #633365 | EA | 1 | 1 | 24 | Owner | Replace | No
Doors | Sliding Door | DOORL1121 | Replace Tub Sliding Door | Replace Tub Sliding Door - Replace/Install new Sliding glass Door to the tub/shower combo | EA | 4 | 45 | DOORM1122 | 60 in. x 56-3/8 in. Framed Sliding Bathtub Door Kit in Silver with Pebbled Glass SKU #1000472733 | EA | 1 | 1 | 247.17 | Owner | Replace | No
Doors | Sliding Door | DOORL1117 | Sliding Door Repair | Sliding Door Repair - Repair/Adjust Sliding Glass Door (Rollers,Lube) | EA | 0.75 | 45 | DOORM1118 | 3 oz. Multi-Purpose Lube-Penetrant-CA SKU #169977 | EA | 1 | 1 | 5.19 | Owner | Repair | No
Doors | Sliding Door | DOORL1115 | Sliding Glass Door | Sliding Glass Door - Remove existing and Install new sliding glass door, up to 6' long by 80". Includes trim removal and resetting as needed, shimming and hardware. | EA | 8 | 45 | DOORM1116 | 72 in. x 80 in. Smooth White Left-Hand Composite Sliding Patio Door | EA | 1 | 1 | 961 | Owner | Repair | No
Doors | Sliding Door | DOORL1111 | Sliding Track Kit | Sliding Track Kit - Install Sliding Glass Door Track Repair kit | EA | 1 | 45 | DOORM1112 | 1/4 in. x 48 in. Stainless Steel Sliding Patio Door Repair Track (2-pack) SKU #1001427464 | EA | 1 | 1 | 22.96 | Owner | Repair | No
Doors | Smarthome | DOORL1131 | Rently ReSync | Rently ReSync - ReSync Rently (must show pictures of it connected to the system and working properly and the Serial #) | EA | 1 | 45 | N/A | N/A - Labor Only Line Item | EA | 0 | 0 | 0 | Owner | Repair | Yes
Doors | Smarthome | DOORL1125 | Replace Smarthome Hub | Replace Smarthome Hub - Replace Smarthome Hub for home | EA | 0 | 45 | DOORM1126 | Smarthome Hub | EA | 1 | 1 | 250 | Owner | Replace | No
Doors | Smarthome | DOORL1127 | Replace Smarthome Lock | Replace Smarthome Lock - Replace Smarthome Lock | EA | 0 | 45 | DOORM1128 | Smarthome Lock | EA | 1 | 1 | 179 | Owner | Replace | No
Doors | Smarthome | DOORL1129 | Replace Smarthome Motion | Replace Smarthome Motion - Replace Smarthome Motion Detector | EA | 0 | 45 | DOORM1130 | Smarthome Motion Detector | EA | 1 | 1 | 50 | Owner | Replace | No
Doors | Trim | DOORL1133 | Replace 1x4 Pine Install | Replace 1x4 Pine Install - Install/Replace 1x4 pine lumber (qty = 1 piece 8 ft long) | EA | 0.09 | 45 | DOORM1134 | 1 in. x 4 in. x 8 ft. Furring Strip Board SKU #687642 | EA | 1 | 0.1666 | 5.34 | Owner | Replace | No
Doors | Trim | DOORL1135 | Replace Corner Bracket | Replace Corner Bracket - Replace/Install Corner or L Bracket | EA | 0.2 | 45 | DOORM1136 | 1-1/2 in. Zinc-Plated Double-Wide Corner Brace (2-Piece per Pack) SKU #151526 | EA | 1 | 0.5 | 5.06 | Owner | Replace | No
Doors | Trim | DOORL1137 | Replace Door Casing | Replace Door Casing - Replace/Install new Door Casing | LF | 0.035 | 45 | DOORM1138 | WM 356 11/16 in. x 2-1/4 in. x 84 in. Primed Finger-Jointed Casing SKU #1000129321 | LF | 0.14 | 1 | 10.59 | Owner | Replace | No
Drywall | Bid Item | DRYWL9999 | Drywall - Bid Item | Drywall - Bid Item | EA | 1 | 45 | DRYWM9998 | Bid Item | EA | 1 | 1 | 1 | Owner | Repair | No
Drywall | Hang and Finish | DRYWL1003 | Drywall Install SF | Drywall Install SF - Drywall Installation by the SF - This includes the Install of new drywall, taping the joints, adding a bed coat, a skim coat and then sanding smooth to be ready paint | SF | 0.06 | 45 | DRYWM1004 | 1/2 in. x 4 ft. x 8 ft. Ultralight Gypsum Board Store SKU #893749 (1.75 pt. All-Purpose Pre-Mixed Joint Compound Store SKU #773619 and Tape included in price) | SF | 0.031 | 1 | 20.83 | Owner | Repair | No
Drywall | Hang and Finish | DRYWL1007 | Replace Ceiling Tile Replace | Replace Ceiling Tile Replace - Replace / Install ceiling tile | EA | 0.03 | 45 | DRYWM1008 | Radar Basic White Square Edge Lay-In Ceiling Tile, case of 8 (64 sq. ft) SKU #562785 | EA | 1 | 0.07 | 58 | Owner | Replace | No
Drywall | Hang and Finish | DRYWL1005 | Replace Drywall Sheet Replace | Replace Drywall Sheet Replace - Drywall replacement by the sheet (MAX 3 Sheets). This includes the Install of new drywall, taping the joints, adding a bed coat, a skim coat and then sanding smooth to be ready paint | EA | 1.75 | 45 | DRYWM1006 | 1/2 in. x 4 ft. x 8 ft. Ultralight Gypsum Board Store SKU #893749 (1.75 pt. All-Purpose Pre-Mixed Joint Compound Store SKU #773619 and Tape included in price) | EA | 1 | 1 | 20.83 | Owner | Replace | No
Drywall | Hardware Removal | DRYWL1009 | Camera Bracket Remove | Camera Bracket Remove - Remove camera/motion sensor, along with mounting bracket and screws, then fill, smooth out, sand and prep for paint | EA | 0.15 | 45 | DRYWM1010 | Drywall mud or caulk as needed | EA | 1 | 1 | 5.35 | Owner | Repair | No
Drywall | Hardware Removal | DRYWL1013 | TV Mount Remove | TV Mount Remove - Remove TV Bracket/Mount, then fill, smooth, sand and prep for paint | EA | 0.3 | 45 | DRYWM1014 | Drywall mud or caulk as needed | EA | 1 | 1 | 5.35 | Owner | Repair | No
Drywall | Hardware Removal | DRYWL1011 | Wall Hardware Remove | Wall Hardware Remove - Remove Hardware from walls (Window/ Curtain brackets, Wall Hooks or Anchors), then fill, smooth, sand and prep for paint | EA | 0.02 | 45 | DRYWM1012 | Drywall mud or caulk as needed | EA | 1 | 0.1 | 5 | Owner | Repair | No
Drywall | Hardware Removal | DRYWL1015 | Wall Skim | Wall Skim - Skim wall to be smooth, sand and then prep for paint | EA | 0.15 | 45 | DRYWM1016 | Drywall mud as needed | EA | 1 | 1 | 2 | Owner | Repair | No
Drywall | Repair/hole/patch | DRYWL1027 | 4x4 Patch | 4x4 Patch - Patch up to a 4ft x 4ft area of sheetrock (if ceiling, add texture charge) | EA | 1.25 | 45 | DRYWM1028 | 1/2 in. x 23-5/8 in. x 23-5/8 in. Patch and Repair Drywall | EA | 1 | 1 | 12.84 | Owner | Repair | No
Drywall | Repair/hole/patch | DRYWL1019 | Drywall Access Panel | Drywall Access Panel - Cut out drywall to gain access to the plumbing. Once the plumbing is done, add access panel to the wall | EA | 1 | 45 | DRYWM1020 | 14 in. x 14 in. Adjustable Spring Loaded Plastic Access Panel SKU #229976 | EA | 1 | 1 | 24.38 | Owner | Repair | No
Drywall | Repair/hole/patch | DRYWL1021 | Drywall Ceiling | Drywall Ceiling - Drywall Installation in the ceiling by the SF - This includes the Install of new drywall, taping the joints, adding a bed coat, a skim coat and texture or slick ceilings, to match existing | SF | 0.08 | 45 | DRYWM1022 | 1/2 in. x 4 ft. x 8 ft. Ultralight Gypsum Board Store SKU #893749 (1.75 pt. All-Purpose Pre-Mixed Joint Compound Store SKU #773619 and Tape included in price) | SF | 0.031 | 1 | 20.83 | Owner | Repair | No
Drywall | Repair/hole/patch | DRYWL1037 | Drywall Texture | Drywall Texture - Texture Drywall (Orange Peel, Knockdown or Popcorn) | SF | 0.005 | 45 | DRYWM1038 | 13 lb. Dry Mix Popcorn Ceiling Texture SKU #711490 | SF | 0.004 | 1 | 18.71 | Owner | Repair | No
Drywall | Repair/hole/patch | DRYWL1035 | Loose Paint Scrape | Loose Paint Scrape - Scrape loose paint to prep for drywall skimming or painting (50 SF minimum) | SF | 0.009 | 45 | DRYWM1036 | 9 ft. x 12 ft. 0.7 mil Drop Cloth SKU #157510 | SF | 0.0092 | 1 | 2.8 | Owner | Repair | No
Drywall | Repair/hole/patch | DRYWL1025 | Nail Hole Fill (By Room) | Nail Hole Fill - Go through house and fill in all nail holes on walls that are going to get painted. This include removing nails as needed, filling in up to 2 times and sanding smooth before painting | RM | 0.075 | 45 | DRYWM1026 | DryDex 8 oz. Wall Repair Patch Kit SKU #101835 | RM | 0.001 | 1 | 16.25 | Owner | Repair | No
Drywall | Repair/hole/patch | DRYWL1033 | Replace Corner Bead Replace | Replace Corner Bead Replace - Replace/Install corner bead, bed, skim, sand and prep for paint | EA | 0.65 | 45 | DRYWM1034 | 10 ft. Paper-Faced Super Wide Outside Corner Bead SKU #628360 | EA | 1 | 1 | 6.98 | Owner | Replace | No
Drywall | Repair/hole/patch | DRYWL1023 | Small Hole Fix | Small Hole Fix - Fix hole in the wall (from the size of your thumb to a fist size) | EA | 0.5 | 45 | DRYWM1024 | 8 in. x 8 in. Drywall Self Adhesive Wall Repair Patch | EA | 1 | 1 | 9.9 | Owner | Repair | No
Drywall | Repair/hole/patch | DRYWL1029 | Sticker Remove | Sticker Remove - Pull and remove stickers or vinyl decals from the wall/door | SF | 0.015 | 45 | DRYWM1030 | Drywall mud as needed | SF | 0.001 | 1 | 1 | Owner | Repair | No
Drywall | Repair/hole/patch | DRYWL1017 | Wall Shield | Wall Shield - Add a vinyl wall shield on the wall (cover hole or dent on the wall caused by the door knob if there is one) | EA | 0.12 | 45 | DRYWM1018 | 3 1/4 in., Rigid Vinyl, White, Self Adhesive Wall Protector SKU #316307 | EA | 1 | 1 | 2 | Owner | Repair | No
Drywall | Repair/hole/patch | DRYWL1031 | Wallpaper Remove | Wallpaper Remove - Remove Wallpaper | SF | 0.025 | 45 | DRYWM1032 | 32 oz. Ultra Power Wallpaper Stripper SKU #1003348705 | SF | 0.0001 | 1 | 6.17 | Owner | Repair | No
Electrical | Bath Fixture | ELECL10003 | Replace 2 Bulb Vanity Light | Replace 2 Bulb Vanity Light - Replace/Install new 2 bulb Vanity Light fixture. Bulbs not included | EA | 0.67 | 45 | ELECM10004 | Ashhurst 2-Light Brushed Nickel Vanity Light with Frosted Glass Shades | EA | 1 | 1 | 40 | Owner | Replace | No
Electrical | Bath Fixture | ELECL10005 | Replace 3 Bulb Vanity Light | Replace 3 Bulb Vanity Light - Replace/Install new 3 bulb Vanity Light fixture. Bulbs not included | EA | 0.7 | 45 | ELECM10006 | Ashhurst 3-Light Brushed Nickel Classic Traditional Bathroom Vanity Light with Frosted Glass Shades | EA | 1 | 1 | 60 | Owner | Replace | No
Electrical | Bath Fixture | ELECL10007 | Replace 4 Bulb Vanity Light | Replace 4 Bulb Vanity Light - Replace/Install new 4 bulb Vanity Light fixture. Bulbs not included | EA | 0.75 | 45 | ELECM10008 | Tavish 4-Light Brushed Nickel Vanity Light with Frosted Shades SKU #1000571055 | EA | 1 | 1 | 68.91 | Owner | Replace | No
Electrical | Batteries | ELECL10013 | Replace Batteries Rently | Replace Batteries Rently - Replace/Install new Batteries in Rently | EA | 0.2 | 45 | ELECM10014 | Coppertop Alkaline AA Battery (6-Pack) SKU #102944 | EA | 1 | 1 | 8 | Owner | Replace | No
Electrical | Batteries | ELECL10009 | Replace Batteries Smoke | Replace Batteries Smoke - Replace/Install new batteries in the Smoke Detector(s) | EA | 0.04 | 45 | ELECM10010 | High Energy Alkaline 9-Volt Battery (2-Pack) SKU #564695 | EA | 1 | 0.5 | 4 | Owner | Replace | No
Electrical | Batteries | ELECL10011 | Smoke Detectors Batteries Change | Smoke Detectors Batteries Change - Change Batteries in all smoke detectors throughout the house | EA | 0.5 | 45 | ELECM10012 | Batteries | EA | 1 | 1 | 21.19 | Owner | Repair | No
Electrical | Bid Item | ELECL9999 | Electrical - Bid Item | Electrical - Bid Item | EA | 1 | 45 | ELECM9998 | Bid Item | EA | 1 | 1 | 1 | Owner | Repair | No
Electrical | Breakers/Panels | ELECL10033 | Aluminum Wiring Panel Refresh | Aluminum Wiring Panel Refresh - Refresh the aluminum wiring in the panel to make it safe. | EA | 0.75 | 45 | ELECM10034 | NOALOX 4 oz. Anti-Oxidant Compound | EA | 1 | 1 | 10.25 | Owner | Repair | No
Electrical | Breakers/Panels | ELECL10093 | Double Taps Neutral Bar Correct | Double Taps Neutral Bar Correct - Correct the double taps on the neutral bar to make this up to code | EA | 1.5 | 45 | ELECM10094 | Insulated Neutral Bar Kit 23 Positions and other misc material as needed | EA | 1 | 1 | 25.68 | Owner | Repair | No
Electrical | Breakers/Panels | ELECL10035 | Replace Breaker Panel | Replace Breaker Panel - Remove the existing breaker panel and furnishing and installing a new 200 Amp (or larger) main service panel, including all necessary wiring, connectors, grounding, bonding, labeling, testing, and commissioning to meet current NEC and local codes. The vendor/contractor is fully responsible for obtaining all permits and scheduling inspections. Breakers are not included in the base scope but will be quoted as a separate line item for supply and installation as needed. All work will be performed by a licensed electrician with final cleanup and site restoration included." | EA | 8 | 45 | ELECM10036 | Up to a 200 Amp 42-Space Indoor Load Center with Main Breaker SKU #1005129762 and connector, breakers and wire as needed | EA | 1 | 1 | 442.62 | Owner | Replace | No
Electrical | Breakers/Panels | ELECL10115 | Replace Double Pole Breaker | Replace Double Pole Breaker - Replace/Install Breaker Panel Circuit Breaker Switch - Double Pole | EA | 0.45 | 45 | ELECM10116 | QO 30 Amp 2-Pole Circuit Breaker SKU #1000307946 (SKU might not match Name brand) | EA | 1 | 1 | 61 | Owner | Replace | No
Electrical | Breakers/Panels | ELECL10087 | Replace GFCI AFCI Breaker | Replace GFCI AFCI Breaker - Replace/Install Breaker Panel Circuit Breaker Switch - Single Pole GFCI/AFCI | EA | 0.3 | 45 | ELECM10088 | QO Qwik-Gard 20 Amp Single-Pole GFCI Circuit Breaker SKU #1000307974 (SKU might not match Name brand) | EA | 1 | 1 | 94.13 | Owner | Replace | No
Electrical | Breakers/Panels | ELECL10117 | Replace Single Pole Breaker | Replace Single Pole Breaker - Replace/Install Breaker Panel Circuit Breaker Switch - Single Pole | EA | 0.35 | 45 | ELECM10118 | QO 20 Amp Single-Pole Circuit Breaker SKU #146404 (SKU might not match Name brand) | EA | 1 | 1 | 28 | Owner | Replace | No
Electrical | Bulbs | ELECL10023 | Replace 4ft Fluorescent Bulbs | Replace 4ft Fluorescent Bulbs - Replace/Install new 4 ft fluorescent bulb(s) - Labor and material include 2 bulbs - Take pictures of the fixture open and the new bulbs in | EA | 0.16 | 45 | ELECM10024 | 48 in. 16-Watt Daylight Deluxe T8 Dimmable Linear LED Tube Light Bulb (2-Pack) SKU #1003975953 | EA | 1 | 0.5 | 28.16 | Owner | Replace | No
Electrical | Bulbs | ELECL10019 | Replace Globe Screw In Bulbs | Replace Globe Screw In Bulbs - Replace/Install light bulb(s) as needed (Globe screw in bulb for Racetrack Vanity light fixtures) - take picture once installed | EA | 0.05 | 45 | ELECM10020 | 40-Watt G25 Globe Double Life Incandescent Clear Light Bulb in 2700K Soft White Color Temperature (3-Pack) SKU #1002876041 | EA | 1 | 0.3333 | 9.31 | Owner | Replace | No
Electrical | Bulbs | ELECL10021 | Replace LED Screw In Bulbs | Replace LED Screw In Bulbs - Replace/Install light bulb(s) as needed (LED screw in bulb) - take picture of globe off and with new bulbs in | EA | 0.05 | 45 | ELECM10022 | 60-Watt Equivalent A19 Non-Dimmable LED Light Bulb Daylight SKU #1002861401 | EA | 1 | 1 | 2.5 | Owner | Replace | No
Electrical | Bulbs | ELECL10017 | Replace Light Bulbs Screw In | Replace Light Bulbs Screw In - Replace/Install light bulb(s) as needed (basic screw in bulb) - take picture of globe off and with new bulbs in | EA | 0.05 | 45 | ELECM10018 | 60-Watt Equivalent A19 Non-Dimmable LED Light Bulb Soft White SKU #1002861387 | EA | 1 | 1 | 1.37 | Owner | Replace | No
Electrical | Ceiling Fan | ELECL10031 | Replace Ceiling Fan | Replace Ceiling Fan - Replace/Install Ceiling Fan. Put together unit, hang and test to make sure both lights and fan work. Take pictures once up, to show it is working properly. | EA | 1.25 | 45 | ELECM10032 | Brookhurst 52 in. LED Indoor Ceiling Fan with Light Kit (color/style match existing) SKU #549510 | EA | 1 | 1 | 87.02 | Owner | Replace | No
Electrical | Ceiling Fan | ELECL10029 | Replace Ceiling Fan Blades 4-5 | Replace Ceiling Fan Blades 4-5 - Replace 4-5 blades on ceiling fan. Material include cost to buy a new pack of blades | EA | 0.6 | 45 | ELECM10030 | Reversible Replacement Fan Blades (5-Pack) SKU #476277 and Antique Bronze Fan Blade Arms (5-Pack) | EA | 1 | 1 | 26 | Owner | Replace | No
Electrical | Ceiling Fan | ELECL10027 | Replace Fan Globe Replace | Replace Fan Globe Replace - Install / Replace ceiling fan or hanging light Bell Globes. Match existing style or replace all to match with style closest to existing style (qty is 1 per globe) | EA | 0.07 | 45 | ELECM10028 | 4-3/4 in. Milky Scavo Bell with 2-1/4 in. Fitter and 5-3/8 in. Width SKU #413651 | EA | 1 | 1 | 11 | Owner | Replace | No
Electrical | Diagnostic | ELECL10043 | Electrical Issue Troubleshoot | Electrical Issue Troubleshoot - Troubleshoot electrical to find out why the electrical is being called out. | EA | 1 | 45 | N/A | N/A - Labor Only Line Item | EA | 0 | 0 | 0 | Owner | Repair | Yes
Electrical | Diagnostic | ELECL10037 | Light Not Working Troubleshoot | Light Not Working Troubleshoot - Troubleshoot the reason the light is not working. If this is a connection issue, If this is something to do with power leading to the switch or switch leg, please bid to repair as needed. | EA | 1 | 45 | ELECM10038 | Wire Caps, connectors or wire as needed | EA | 1 | 1 | 7.06 | Owner | Repair | No
Electrical | Diagnostic | ELECL10041 | Replace Light Switch/fixture Troubleshooting | Replace Light Switch/fixture Troubleshooting - Troubleshoot the switch to the light and see if this is just a switch issue that is not allowing the light to cut off. If so, replace with new switch. Once this is done, take pictures of the new switches wiring, once the cover is on and pictures of the light turning off and on by the switch. If this is not the issue, please bid to make the proper repair. | EA | 0.65 | 45 | ELECM10042 | 15 Amp Single-Pole Toggle Light Switch, SKU #614287 (cover included in cost) | EA | 1 | 1 | 2.47 | Owner | Replace | No
Electrical | Diagnostic | ELECL10039 | Replace No Power Troubleshooting | Replace No Power Troubleshooting - Troubleshoot the reason there is no power. If this is a connection issue, please reconnect either the homerun, wire to the breaker or replace the breaker switch as needed. If this will solve the problem, please make repairs on site. If this will not solve the problem, please just enter the repair cost, take pictures of all the testing that was done as well an explanation for what is needed to make the repair (including material). | EA | 1.5 | 45 | ELECM10040 | QO 20 Amp Single-Pole Circuit Breaker SKU #146404 (SKU might not match Name brand) | EA | 1 | 1 | 13.4 | Owner | Replace | No
Electrical | Disconnect | ELECL10045 | Replace AC Disconnect No Whip | Replace AC Disconnect No Whip - Replace A/C disconnect (does NOT include whip) | EA | 1 | 45 | ELECM10046 | 30 Amp 120/240-Volt 240-Watt Fused AC Disconnect (whip not included) SKU #525777 | EA | 1 | 1 | 16.55 | Owner | Replace | No
Electrical | Disconnect | ELECL10047 | Replace Whip Disconnect | Replace Whip Disconnect - Replace/Install a new whip to the disconnect (does NOT include disconnect box) | EA | 0.75 | 45 | ELECM10048 | 3/4 in. x 6 ft. 8/2 and 10/1 Non-Metallic Flexible Liquidtight A/C Electrical Whip (1-Pack) Model #BACWNM863 | EA | 1 | 1 | 40.95 | Owner | Replace | No
Electrical | Exterior Door | ELECL10061 | Replace Exterior Coach Light | Replace Exterior Coach Light - Replace/Install Exterior Light fixture (coach style wall lantern) | EA | 0.75 | 45 | ELECM10062 | 8.5 in. Black Decorative Outdoor Coach Wall Lantern SKU #245746 | EA | 1 | 1 | 21.15 | Owner | Replace | No
Electrical | Exterior Door | ELECL10057 | Replace GFCI Outlet Exterior | Replace GFCI Outlet Exterior - Replace GFCI Outlet and Outlet Cover (if exterior, add weather box if needed) | EA | 0.25 | 45 | ELECM10058 | 20 Amp Self-Test SmartlockPro Slim Duplex GFCI Outlet, White SKU #1001370813 (includes cost for cover) | EA | 1 | 1 | 24.76 | Owner | Replace | No
Electrical | Exterior Door | ELECL10059 | Replace Outdoor GFCI Outlet Cover Box | Replace Outdoor GFCI Outlet Cover Box - Replace Outdoor GFCI outlet Cover box for the exterior GFCI outlets (box only) | EA | 0.5 | 45 | ELECM10060 | 1-Gang Horizontal or Vertical Weatherproof Universal Device Flip Lid Covers SKU #330003 | EA | 1 | 1 | 8.35 | Owner | Replace | No
Electrical | Exterior Door | ELECL10063 | Replace Wired Chime Box Button | Replace Wired Chime Box Button - Replace/Install Wired Chime Box, cover to and appropriate area and button next to the front door. Cover old hole at front door if applicable | EA | 1 | 45 | ELECM10064 | Wireless or Wired Door Bell, White Bead Board SKU #1001407821 | EA | 1 | 1 | 67.69 | Owner | Replace | No
Electrical | Fixture | ELECL10065 | Flushmount Fixture | Flushmount Fixture - Brushed Nickel 2 - Light Flushmount | EA | 0.35 | 45 | ELECM10066 | 11 in. 2-Light Brushed Nickel Flush Mount with Frosted Swirl Glass Shade SKU #1000597994 | EA | 1 | 1 | 17.68 | Owner | Repair | No
Electrical | Fixture | ELECL10069 | Replace Acrylic Lens Replace | Replace Acrylic Lens Replace - Install / Replace acrylic lens sheet. Cut to fit 4x2 sheet and lay in. If no match to other fixtures in the room (if there are any), put in a Change Order to replace all to match | EA | 1 | 45 | ELECM10070 | Acrylic Micro Prism Glaze 2 ft. x 4 ft. Lay-in Ceiling Light Panel SKU #1001846615 | EA | 1 | 1 | 15 | Owner | Replace | No
Electrical | Fixture | ELECL10071 | Replace Can Light Install | Replace Can Light Install - Install / Replace can light, up to 4 inch recessed light in ceiling | EA | 0.35 | 45 | ELECM10072 | RL 4 in. Canless Recessed LED Downlight, 600/900lm, 5CCT, D2W, 120V, DM | EA | 1 | 1 | 22 | Owner | Replace | No
Electrical | Fixture | ELECL10077 | Replace Double Flood Light | Replace Double Flood Light - Replace/Install new Double flood light | EA | 0.4 | 45 | ELECM10078 | 300-Watt 2-Lamp Bronze Dusk- to -Dawn Outdoor Twin-Head Security Flood Light SKU #1002305223 | EA | 1 | 1 | 28.21 | Owner | Replace | No
Electrical | Fixture | ELECL10053 | Replace Exhaust Fan Ceiling | Replace Exhaust Fan Ceiling - Replace/Install Exhaust Fan in the ceiling (does not include electrical needed to add a new fan) | EA | 0.75 | 45 | ELECM10054 | 50 CFM Wall/Ceiling Mount Bathroom Exhaust Fan | EA | 1 | 1 | 43.98 | Owner | Replace | No
Electrical | Fixture | ELECL10055 | Replace Exhaust Fan w Light | Replace Exhaust Fan w Light - Replace/Install Exhaust Fan W/ Light in the ceiling (does not include electrical needed to add a new fan) | EA | 1 | 45 | ELECM10056 | 80 CFM Ceiling Bathroom Exhaust Fan with Light SKU #1003910548 | EA | 1 | 1 | 83.33 | Owner | Replace | No
Electrical | Fixture | ELECL10073 | Replace Jelly Jar Light Cover | Replace Jelly Jar Light Cover - Replace/Install Broken or missing jelly jar light cover | EA | 0.2 | 45 | ELECM10074 | 1-Light Matte Black Outdoor Jelly-Jar Wall Lantern Sconce SKU #252550 | EA | 1 | 1 | 9.84 | Owner | Replace | No
Electrical | Fixture | ELECL10067 | Replace LED Wraparound Fixture | Replace LED Wraparound Fixture - Install / Replace 4ft x 2 ft LED light fixture. ( 48 in. 4000 Lumens Integrated LED White Wraparound Light 4000K Bright White or tube bulb light if this is not available) | EA | 0.75 | 45 | ELECM10068 | 48 in. 4000 Lumens Integrated LED White Wraparound Light 4000K Bright White SKU #1003540153 | EA | 1 | 1 | 55 | Owner | Replace | No
Electrical | Fixture | ELECL10075 | Replace Pull Chain Light | Replace Pull Chain Light - Replace/Install a new pull chain for the light fixture and/or ceiling fan | EA | 0.15 | 45 | ELECM10076 | White and Chrome Wooden Cone Pull Chain SKU #605371 | EA | 1 | 1 | 3.98 | Owner | Replace | No
Electrical | Outlet | ELECL10089 | Loose Outlet Secure | Loose Outlet Secure - Secure the loose outlet. Includes the box, cover and/or receptacle | EA | 0.11 | 45 | N/A | N/A - Labor Only Line Item | EA | 0 | 0 | 0 | Owner | Repair | Yes
Electrical | Outlet | ELECL10079 | Outlet Ground Fix | Outlet Ground Fix - Correct Reversed or loose ground outlet to read correctly. Must take photo of outlet after corrected to show it being tested | EA | 0.35 | 45 | N/A | N/A - Labor Only Line Item | EA | 0 | 0 | 0 | Owner | Repair | Yes
Electrical | Outlet | ELECL10081 | Replace House Wiring SF Remove Replace | Replace House Wiring SF Remove Replace - Remove and replace all wiring in the house, from the panel to all outlets, switches and fixtures | SF | 0.07 | 45 | ELECM10082 | 250 ft. 12/2 NM-B Wire and other parts as needed | SF | 0.005 | 1 | 212.63 | Owner | Replace | No
Electrical | Outlet | ELECL10085 | Replace Outlet Cover Only | Replace Outlet Cover Only - Replace Outlet Cover Only | EA | 0.02 | 45 | ELECM10086 | 1-Gang Midway Duplex Outlet Nylon Wall Plate, White SKU #162677 | EA | 1 | 1 | 0.81 | Owner | Replace | No
Electrical | Outlet | ELECL10083 | Replace Outlet Outlet Cover | Replace Outlet Outlet Cover - Replace Outlet and Outlet Cover | EA | 0.2 | 45 | ELECM10084 | 15 Amp Tamper-Resistant Duplex Outlet, White SKU #324243 (material cost includes cover) | EA | 1 | 1 | 2.82 | Owner | Replace | No
Electrical | Outlet | ELECL10091 | Replace Wiring To Outlet Switch | Replace Wiring To Outlet Switch - Replace electrical wiring to device, outlet or switch (does not include drywall) | EA | 1.5 | 45 | ELECM10092 | 102 ft. 12/2 Solid Romex SIMpull CU NM-B W/G Wire SKU #1000256762 | EA | 1 | 1 | 134.12 | Owner | Replace | No
Electrical | Smoke/CO Detector | ELECL10097 | Battery Smoke CO Detector | Battery Smoke CO Detector - Install Battery Operated Smoke/CO Detector | EA | 0.1 | 45 | ELECM10098 | Battery Powered Combination Smoke and Carbon Monoxide Detector with LED Warning Lights & Voice Alarm | EA | 1 | 1 | 60 | Owner | Repair | No
Electrical | Smoke/CO Detector | ELECL10095 | Battery Smoke Detector | Battery Smoke Detector - Install Battery Operated Smoke Detector | EA | 0.1 | 45 | ELECM10096 | Compact 4 in. Battery Powered Smoke Detector with Photoelectric Sensor | EA | 1 | 1 | 22 | Owner | Repair | No
Electrical | Smoke/CO Detector | ELECL10099 | Hardwired Smoke CO Detector | Hardwired Smoke CO Detector - Install Hardwired Smoke/CO Detector | EA | 0.16 | 45 | ELECM10100 | Hardwired Combination Smoke and Carbon Monoxide Detector, Interconnectable & LED Warning Lights & Voice Alarm | EA | 1 | 1 | 73 | Owner | Repair | No
Electrical | Smoke/CO Detector | ELECL10101 | Replace Hardwired Smoke Detector | Replace Hardwired Smoke Detector - Replace/Install Hardwired Smoke Detector | EA | 0.16 | 45 | ELECM10102 | 10-Year Hardwired Interconnected Smoke Detector with Photoelectric Sensor | EA | 1 | 1 | 43 | Owner | Replace | No
Electrical | Smoke/CO Detector | ELECL10103 | Smoke Detectors QTY | Smoke Detectors QTY - Install new smoke detectors (Give QTY) | EA | 0.33 | 45 | ELECM10104 | FireX Hardwire Smoke Detector with 9-Volt Battery Backup and Front Load Battery Door SKU #343598 | EA | 1 | 1 | 23.3 | Owner | Repair | No
Electrical | Switch | ELECL10105 | Dimmer to Toggle | Dimmer to Toggle - Fluorescent light is on a dimmer switch and needs to be changed to a toggle switch to work properly | EA | 0.3 | 45 | ELECM10106 | 15 Amp Single-Pole Toggle Light Switch, SKU #614287 (cover included in cost) | EA | 1 | 1 | 2.47 | Owner | Repair | No
Electrical | Switch | ELECL10107 | Replace Ceiling Fan Switch | Replace Ceiling Fan Switch - Inspect the Ceiling Fan and determine if this is just a Wall Switch issue that can be replaced or reconnected properly to function as needed. If this is not the issue and the fan needs to be replaced, call the coordinator so that we can try to get an onsite approval for the replacement. For all other issues, estimate to repair as needed. | EA | 1 | 45 | ELECM10108 | 15 Amp Single-Pole Toggle Light Switch, SKU #614287 (cover included in cost) | EA | 1 | 1 | 2.47 | Owner | Replace | No
Electrical | Switch | ELECL10109 | Replace Fan Toggle Switch | Replace Fan Toggle Switch - Install / Replace Ceiling fan's toggle switch to allow fan to work from the pull chain. | EA | 0.5 | 45 | ELECM10110 | 3-Speed Antique Brass Fan Switch | EA | 1 | 1 | 12 | Owner | Replace | No
Electrical | Switch | ELECL10113 | Replace Switch Cover Only | Replace Switch Cover Only - Replace Switch Cover Only | EA | 0.075 | 45 | ELECM10114 | 1-Gang Toggle Wall Plate, White SKU #223429 | EA | 1 | 1 | 0.49 | Owner | Replace | No
Electrical | Switch | ELECL10111 | Replace Switch Switch Cover | Replace Switch Switch Cover - Replace Switch and Switch Cover | EA | 0.2 | 45 | ELECM10112 | 15 Amp Single-Pole Toggle Light Switch, SKU #614287 (cover included in cost) | EA | 1 | 1 | 2.47 | Owner | Replace | No
Electrical | Trip Charge | ELECL10119 | Trip Charge Service Fee - Electric | Trip Charge Service Fee - Trip Charge/Service Fee | EA | 1 | 45 | N/A | N/A - Labor Only Line Item | EA | 0 | 0 | 0 | Owner | Repair | Yes
Electrical | Wiring | ELECL10025 | Cap Electrical | Cap Electrical - Cap off Electrical and put wires up in a safe place | EA | 0.15 | 45 | ELECM10026 | Standard Wire Connectors | EA | 1 | 0.03 | 3.83 | Owner | Repair | No
Electrical | Wiring | ELECL10121 | Junction Box Capped Wires | Junction Box Capped Wires - Install Junction box and put open connections inside after being capped and taped | EA | 0.4 | 45 | ELECM10122 | 4 in. x 4 in. x 2 in. PVC Junction Box - Gray | EA | 1 | 1 | 14.96 | Owner | Repair | No
Electrical | Wiring | ELECL10123 | Replace Electrical Wiring House | Replace Electrical Wiring House - Replace electrical wiring in house (this is home runs no splicing and does not include drywall) | EA | 1.5 | 45 | ELECM10124 | 100 ft. 12/2 Solid Romex SIMpull CU NM-B W/G Wire SKU #1000256762 | EA | 1 | 1 | 134.12 | Owner | Replace | No
Fence | Bid Item | FENCL9999 | Fence - Bid Item | Fence - Bid Item | EA | 1 | 45 | FENCM9998 | Bid Item | EA | 1 | 1 | 1 | Owner | Repair | No
Fence | Chain Link Fence | FENCL1017 | Chain Link Fence Post | Chain Link Fence Post - Install new Galvanized Chain Link Fence Post and attach mesh | EA | 0.75 | 45 | FENCM1018 | 2-3/8 in. x 2-3/8 in. x 5.5 ft. 16-Gauge Galvanized Metal Corner Fence Post SKU #1003952650 | EA | 1 | 1 | 26.81 | Owner | Repair | No
Fence | Chain Link Fence | FENCL1003 | Chain Link Gate Adjust | Chain Link Gate Adjust - Adjust Chain Link Gate to open and close properly. This includes tightening, loosening or moving any parts on the fence to allow for it to swing properly | EA | 1 | 45 | N/A | N/A - Labor Only Line Item | EA | 0 | 0 | 0 | Owner | Repair | Yes
Fence | Chain Link Fence | FENCL1021 | Chain Link Mesh LF | Chain Link Mesh LF - Install new new chain link fence mesh, hang and secure to ground posts and top rails. (demo NOT included) | LF | 0.08 | 45 | FENCM1022 | 48 in. x 50 ft. 11.5-Gauge Chain Link Fabric SKU #1005653967 (extra funds in material cost for fence ties) | LF | 0.02 | 1 | 160.03 | Owner | Repair | No
Fence | Chain Link Fence | FENCL1019 | Chain Link Top Rail | Chain Link Top Rail - Install new Galvanized Chain Link Fence Top Rail and attach mesh (10 ft section) | EA | 0.75 | 45 | FENCM1020 | 1-3/8 in x 10 ft. 6 in. 17-Gauge Galvanized Top Rail SKU #181697 | EA | 1 | 1 | 19.53 | Owner | Repair | No
Fence | Hardware | FENCL1011 | Replace Chain Link Gate Latch | Replace Chain Link Gate Latch - Replace/Install new latch on the chain link gate. Labor includes to adjust door swings as needed to allow the gate to swing open and close properly | EA | 1 | 45 | FENCM1012 | 2-3/8 in. Chain Link Galvanized Walk-Through Gate Hardware Set SKU #575534 | EA | 1 | 1 | 30.85 | Owner | Replace | No
Fence | Hardware | FENCL1013 | Replace Wood Gate Hinges | Replace Wood Gate Hinges - Replace/Install new Wood Gate Hinge(s) with 3 x 3 black metal farm style hinge(s) | EA | 0.2 | 45 | FENCM1014 | 3 in. x 3 in. Black Tee Surface Mount Hinge (2-Pack) SKU #1000027851 | EA | 1 | 0.5 | 10.91 | Owner | Replace | No
Fence | Hardware | FENCL1009 | Replace Wood Gate Latch | Replace Wood Gate Latch - Install / Replace damaged or missing wood gate latch system | EA | 1 | 45 | FENCM1010 | Heavy-Duty Wood Gate Kit - Black SKU #1005143389 | EA | 1 | 1 | 35 | Owner | Replace | No
Fence | Hardware | FENCL1007 | Wood Privacy Gate Adjust | Wood Privacy Gate Adjust - Adjust Wood/privacy Gate to open and close properly and Install new hardware as needed. This includes moving or adjusting Hinges and/or latching mechanisms as needed to make it operate properly. | EA | 1 | 45 | FENCM1008 | Heavy-Duty Wood Gate Kit - Black SKU #1005143389 | EA | 1 | 1 | 30.85 | Owner | Repair | No
Fence | Wood Fence | FENCL1015 | Rehang Fallen Fence | Rehang Fallen Fence - Re-hang or Re-secure fallen fence panel(s) on damaged fence. This does NOT include replacing and missing or damaged slats. It does include up to 2 2x4s and screws or nails as needed. And includes tightening up any loose slats. 1 QTY is for a section from 6-8 feet long and height up to 8 foot | EA | 1 | 45 | FENCM1016 | Material as needed but covers 2 2x4s and fasteners as needed | EA | 1 | 0.33 | 15 | Owner | Repair | No
Fence | Wood Fence | FENCL1025 | Replace 4x4 Wood Fence Post | Replace 4x4 Wood Fence Post - Replace/Install new 4x4 Wood Fence Post. This includes a new hole dug, setting the post and adding concrete. | EA | 1 | 45 | FENCM1026 | 4 in. x 4 in. x 8 ft. #2 Ground Contact Pressure-Treated Southern Yellow Pine Timber SKU #256276.. Includes funds for Fast-Setting Concrete Mix SKU #842303 | EA | 1 | 1 | 29.69 | Owner | Replace | No
Fence | Wood Fence | FENCL1027 | Replace Chain Link Gate 4-6ft | Replace Chain Link Gate 4-6ft - Replace/Install new Chain Link Gate for fence. Expandable kit between 4 -6 ft wide (includes hardware). | EA | 1.25 | 45 | FENCM1028 | 6 ft. W x 4 ft. H Metal Expandable Galvanized Chain Link Fence Gate Kit SKU #1004648259 | EA | 1 | 1 | 106.47 | Owner | Replace | No
Fence | Wood Fence | FENCL1023 | Replace Wood Fencing 8ft Section | Replace Wood Fencing 8ft Section - Replace Wood Fencing (QTY should be for each 8 ft section needed) | EA | 3 | 45 | FENCM1024 | 3-1/2 ft. x 8 ft. Western Red Cedar Privacy French Gothic Fence Panel Kit Model #245321 | EA | 1 | 1 | 125.08 | Owner | Replace | No
Fence | Wood Fence | FENCL1005 | Replace Wood Gate Fence | Replace Wood Gate Fence - Replace wood gate on fence, Hang and adjust to swing and close properly (1 QTY = up to 3 ft section. Double gate need 2 QTY) | EA | 2.5 | 45 | FENCM1006 | Misc material to build gate and install hardware as needed | EA | 1 | 1 | 121.98 | Owner | Replace | No
Fence | Wood Fence | FENCL1029 | Replace Wood Slat Fence | Replace Wood Slat Fence - Replace/Install Wood slat(s) on fence | EA | 0.1 | 45 | FENCM1030 | 5/8 in. x 5-1/2 in. x 6 ft. Western Red Cedar Dog-Ear Fence Picket SKU #873343 | EA | 1 | 1 | 4.65 | Owner | Replace | No
Flooring | Bid Item | FLORL9999 | Flooring Bid Item | Flooring Bid Item | EA | 1 | 45 | FLORM9998 | Bid Item | EA | 1 | 1 | 1 | Owner | Repair | No
Flooring | Carpet | FLORL1003 | Carpet Patch Cut | Carpet Patch Cut - Cut out and patch carpet with best matching carpet. Make sure to seam tight and roll/blend to tie fibers together (up to 2 SF per patch) | EA | 2 | 45 | FLORM1004 | Tape and glue as needed | EA | 1 | 1 | 50 | Owner | Repair | No
Flooring | Carpet | FLORL1017 | Carpet Re-Stretch | Carpet Re-Stretch - stretch carpet by the room. Use kicker or stretcher to get all rolls/wrinkles out and tacked tight (per room) | EA | 1.25 | 45 | N/A | N/A - Labor Only Line Item | EA | 0 | 0 | 0 | Owner | Repair | Yes
Flooring | Carpet | FLORL1005 | Closet Cut and Patch | Closet Cut and Patch - Cut out and patch carpet with piece from closet or area where it will not be as visible on a daily basis. Use close matching carpet to patch area where this piece was taken from. Make sure to seam tight and roll/blend to tie fibers together on both areas. (up to 2 SF per patch) | EA | 3 | 45 | FLORM1006 | Tape and glue as needed | EA | 1 | 0.2783 | 50 | Owner | Repair | No
Flooring | Carpet | FLORL1013 | Replace Carpet and Pad ( <2 rooms) | Replace Carpet and Pad - Replace Carpet and Padding in room. Includes tack strips as needed. Not for new Install. This is to demo existing, dispose of old, Install new pad and Carpet to match existing color scheme of the house and quality of carpet. Reuse existing transition strips and other boarders as needed | SF | 0.03 | 45 | FLORM1014 | Material as needed | SF | 1 | 1 | 1.25 | Owner | Replace | No
Flooring | Carpet | FLORL1011 | Replace Carpet and Pad (+2 Rooms) | Replace Carpet and Pad - Replace Carpet and Padding in room. Includes tack strips as needed. Not for new Install. This is to demo existing, dispose of old, Install new pad and Carpet to match existing color scheme of the house and quality of carpet. Reuse existing transition strips and other boarders as needed (more than 2 rooms) | SF | 0.003 | 45 | FLORM1012 | Material as needed | SF | 1 | 1 | 1.6 | Owner | Replace | No
Flooring | Carpet | FLORL1007 | Replace Carpet Only | Replace Carpet Only - Remove Existing Carpet and Install Carpet (pad NOT included) | SF | 0.025 | 45 | FLORM1008 | Hartsfield - Color Skypoint Texture 12 ft. Carpet SKU #1002251508 | SF | 1 | 1 | 1 | Owner | Replace | No
Flooring | Carpet | FLORL1009 | Replace Carpet Pad Only | Replace Carpet Pad Only - Remove Existing carpet pad and Install Carpet Pad. Then Install old Carpet as needed | SF | 0.025 | 45 | FLORM1010 | Contractor 6 7/16 in. Thick 6 lb. Density Carpet Pad SKU #1000017806 | SF | 0.0037 | 1 | 141.1 | Owner | Replace | No
Flooring | Carpet | FLORL1015 | Replace Carpet Stairs Waterfall | Replace Carpet Stairs Waterfall - Replace/Install new padding and carpet on the stairs. This is for the waterfall effect labor charges plus material of 4.5 ft wide by 1.5 ft per stairs | EA | 0.3 | 45 | FLORM1016 | Material as needed | EA | 1 | 6.75 | 1.6 | Owner | Replace | No
Flooring | Carpet | FLORL1023 | Tile Grout Clean | Tile Grout Clean - Steam Clean Tile Floor and Grout | EA | 1.5 | 45 | FLORM1024 | Aqua Mix 1 Qt. Heavy-Duty Tile and Grout Cleaner SKU #1002159251 | EA | 1 | 0.004 | 1 | Owner | Repair | No
Flooring | LVP | FLORL1027 | Loose Plank Reset | Loose Plank Reset - Remove loose plank flooring and reset with new glue | SF | 0.06 | 45 | FLORM1028 | Material as needed | SF | 0.001 | 1 | 60 | Owner | Repair | No
Flooring | LVP | FLORL1029 | LVP Repair | LVP - Repair LVP. Might be loose at the joints or popped and needs to be adjusted or laid down flat. | EA | 1 | 45 | FLORM1030 | Material as needed | EA | 1 | 1 | 5 | Owner | Repair | No
Flooring | LVP | FLORL1025 | LVP Install | LVP Install - Install Vinyl Plank Flooring (LVP). Before installing, take pictures of the boxes to show the amount used. Also include the label to show the color. style and name brand.Then take pictures once it is all installed. | SF | 0.028 | 45 | FLORM1026 | Cape May Montreal 7 in. W x 48 in. L Click Lock Vinyl Plank Flooring (27.73 sq. ft./case) SKU #1005474985 | SF | 0.036 | 1 | 89.55 | Owner | Repair | No
Flooring | LVP | FLORL1031 | Vinyl Scratch Filler | Vinyl Scratch Filler - Use matching Vinyl Floor Filler to fill scratches in the vinyl flooring and blend to match as best as possible | SF | 0.1 | 45 | FLORM1032 | 3 oz. Gray Wood, Laminate and Vinyl Putty SKU #1000044747 | SF | 0.02 | 1 | 10.84 | Owner | Repair | No
Flooring | Pet Odor | FLORL1033 | Pet Odor Remover Carpet Liquid | Pet Odor Remover Carpet Liquid - Liquid Pet Odor Remover for carpet cleaning (this is an EA price and should be used with the carpet cleaning line item) 1 per whole house | EA | 2 | 45 | FLORM1034 | 1 Gal. Liquid Pet Stain and Odor Remover Model #971006 | EA | 1 | 1 | 22.6 | Owner | Repair | No
Flooring | Prep | FLORL1035 | Floor Float Level | Floor Float Level - Float out floor and make it level for new flooring to be installed. MUST have pictures of this done before the new floor goes down | SF | 0.015 | 45 | FLORM1036 | LevelQuik RS 50 lbs. Self-Leveling Underlayment SKU #839469 | SF | 0.01 | 1 | 40.64 | Owner | Repair | No
Flooring | Refinish Poly | FLORL1037 | Hardwood Refinish Full | Hardwood Refinish Full - Refinish Existing Hardwood Floor (sand, stain, and 2 coats of poly) | SF | 0.06 | 45 | FLORM1038 | 1 qt. Dark Walnut Classic Wood Interior Stain SKU #1003308604 | SF | 0.0066 | 1 | 9.86 | Owner | Repair | No
Flooring | Refinish Poly | FLORL1039 | Hardwood Screen Coat | Hardwood Screen Coat - Screen And Coat Wood Floor (Screen sand and 1 coat of poly) | SF | 0.03 | 45 | FLORM1040 | 1 qt. Clear Satin Water-Based Interior Polyurethane SKU #420301 | SF | 0.008 | 1 | 23.28 | Owner | Repair | No
Flooring | Sheet Vinyl | FLORL1043 | Replace Roll Vinyl Install | Replace Roll Vinyl Install - Replace/Install roll vinyl flooring | SF | 0.0275 | 45 | FLORM1044 | Golden Oak Residential Vinyl Sheet Flooring 12 ft. Wide x Cut to Length SKU #1008588947 | SF | 0.1111 | 1 | 6.5 | Owner | Replace | No
Flooring | Sheet Vinyl | FLORL1041 | Sheet Vinyl Install | Sheet Vinyl Install - Install Sheet Vinyl Flooring - Before installing, take pictures of the packaging and include the label to show the color. style and name brand.Then take pictures once it is all installed. | SF | 0.02 | 45 | FLORM1042 | Pro Basic Refined Slate Neutral Stone Residential Vinyl Sheet Flooring 12ft. Wide x Cut to Length SKU #1002365606 and Glue included in material Price | SF | 0.11 | 1 | 14.12 | Owner | Repair | No
Flooring | Sub-Flooring | FLORL1045 | Subflooring | Subflooring - Install new Sub - Flooring Plywood (demo NOT included) | SF | 0.0333 | 45 | FLORM1046 | 23/32 in. x 4 ft. x 8 ft. RTD Sheathing Syp SKU #166103 | SF | 0.031 | 1 | 110.42 | Owner | Repair | No
Flooring | Tile | FLORL1047 | Ceramic Tile 12x12 Install | Ceramic Tile 12x12 Install - Install Ceramic Tile (12" x 12") (Demo NOT included) Before installing, take pictures of the boxes to show the amount used. Also include the label to show the color. style and name brand.Then take pictures once it is all installed. | SF | 0.1 | 45 | FLORM1048 | Delray Beige 12 in. x 12 in. Ceramic Floor and Wall Tile (16.15 sq. ft. / case) SKU #1001469430 & 314 Ready Set Gallon Premixed Mastic Adhesive | SF | 0.06 | 1 | 44.14 | Owner | Repair | No
Flooring | Tile | FLORL1049 | Ceramic Tile 18x18 Install | Ceramic Tile 18x18 Install - Install Ceramic Tile (18" x 18") (Demo NOT included) Before installing, take pictures of the boxes to show the amount used. Also include the label to show the color. style and name brand.Then take pictures once it is all installed. | SF | 0.1 | 45 | FLORM1050 | Carrara 18 in. x 18 in. Glazed Porcelain Floor and Wall Tile (17.6 sq. ft. / case) SKU #1004076047 & 314 Ready Set Gallon Premixed Mastic Adhesive | SF | 0.056 | 1 | 43.12 | Owner | Repair | No
Flooring | Tile | FLORL1051 | Replace Backer Board Install | Replace Backer Board Install - Replace/Install Backer Board for the underlayment for tile (by the 3 x 5 sheet) | EA | 0.35 | 45 | FLORM1052 | HardieBacker 3 ft. x 5 ft. x 0.42 in. Cement Backerboard SKU #202225 | EA | 1 | 1 | 16.5 | Owner | Replace | No
Flooring | Trim | FLORL1053 | Replace Metal Transition Strip | Replace Metal Transition Strip - Replace/Install a metal transition strip as needed (1 QTY = 6 ft) | EA | 0.5 | 45 | FLORM1054 | Silver Fluted 72 in. x 2 in. Carpet Trim SKU #419208 | EA | 1 | 1 | 20.76 | Owner | Replace | No
Flooring | Trim | FLORL1055 | Replace Wood Transition Strip | Replace Wood Transition Strip - Replace/Install a Wood transition strip as needed (1 QTY = 6 ft) | EA | 0.75 | 45 | FLORM1056 | Hardwood 2 in. x 72 in. Carpet Trim Transition Strip SKU #496605 | EA | 1 | 1 | 33.88 | Owner | Replace | No
Flooring | Tub/Shower | FLORL1057 | Palisade Tile Shower | Palisade Tile Shower - Install new Palisade Tile on top of existing surround (unless it is a vinyl. Then removal will need to be added on another line item). Install all trim, corners and seal as needed. Material cost includes 4 cases of Palisade tile, 3 corners, 5 trim pieces and adhesive | EA | 3 | 45 | FLORM1058 | 23.23 in. L x 11.1 in. W Carrara Marble No Grout Vinyl Wall Tile (17.9 sq. ft./case).. Includes 4 cases, 3 corners, 5 trim pieces and adhesive | EA | 1 | 1 | 455 | Owner | Repair | No
Flooring | Tub/Shower | FLORL1059 | Replace Shower Surround Glue | Replace Shower Surround Glue - Replace/Install 5 piece glue up shower surround | EA | 1.5 | 45 | FLORM1060 | Pro-Series 60 in. W x 57 in. H Five Piece Glue Up Tub Surrounds in High Gloss White SKU #285112 | EA | 1 | 1 | 145 | Owner | Replace | No
Flooring | Tub/Shower | FLORL1061 | Replace Tile Shower Surround | Replace Tile Shower Surround - Replace/Install new Tile for surround. Does NOT include Backer board. Up to 65 SF of 12" ceramic tile installed over walls (add Backer if needed), grouted in and edges installed as needed (metal or bullnose) | EA | 6 | 45 | FLORM1062 | Baja 12 in. x 12 in. Beige Ceramic Floor and Wall Tile (15 sq. ft./case) SKU #1000119474 | EA | 1 | 5 | 10 | Owner | Replace | No
Garage Doors | Bid Item | GADRL9999 | Garage Doors - Bid Item | Garage Doors - Bid Item | EA | 1 | 45 | GADRM9998 | Bid Item | EA | 1 | 1 | 1 | Owner | Repair | No
Garage Doors | Components | GADRL1007 | Replace Garage Door Hinge Replacement | Replace Garage Door Hinge Replacement - Replace/Install garage door hinge(s) to make sure the door opens and closes properly without getting stuck (roller not included) | EA | 0.2 | 45 | GADRM1008 | 18-Gauge Steel #1 Replacement Hinge for Overhead Garage Doors Model #0120010 | EA | 1 | 1 | 4.35 | Owner | Replace | No
Garage Doors | Components | GADRL1025 | Replace Garage Door Motion Sensor | Replace Garage Door Motion Sensor - Replace Garage Door Motion Sensor Eyes | EA | 1.25 | 45 | GADRM1026 | Door Sensors Material as needed | EA | 1 | 1 | 64.2 | Owner | Replace | No
Garage Doors | Components | GADRL1033 | Replace Garage Door Roller Replacement | Replace Garage Door Roller Replacement - Replace/Install Garage Door Roller(s) to make sure the door is working properly and smoothly | EA | 0.2 | 45 | GADRM1034 | 2 in. Replacement Heavy-Duty Nylon Roller for Overhead Garage Doors Model #0120593 | EA | 1 | 1 | 5.64 | Owner | Replace | No
Garage Doors | Components | GADRL1027 | Replace Garage Door Wall Button | Replace Garage Door Wall Button - Replace Garage Door Wall mounted button | EA | 1 | 45 | GADRM1028 | Universal Garage Door Opener Interior Wall Push Button | EA | 1 | 1 | 15 | Owner | Replace | No
Garage Doors | Components | GADRL1029 | Replace Garage Low Voltage Wire | Replace Garage Low Voltage Wire - Replace low voltage wire on the opener / button system | EA | 1 | 45 | GADRM1030 | Low voltage wire | EA | 1 | 1 | 22.86 | Owner | Replace | No
Garage Doors | Door Adjustment | GADRL1005 | Garage Door Sensor Adjust | Garage Door Sensor Adjust - Make adjustments needed to the sensors, opener sensitivity, track and drive chain to make the garage door open and close properly | EA | 1.5 | 45 | N/A | N/A - Labor Only Line Item | EA | 0 | 0 | 0 | Owner | Repair | Yes
Garage Doors | Door Adjustment | GADRL1003 | Garage Door Stuck | Garage Door Stuck - The door is stuck open or closed and needs to be diagnosed to see what the issue is and then repair as needed. If there is more required than what is allotted, estimate repair with a detailed scope of work, a thorough material list and then call the coordinator to see if we can get an onsite approval. | EA | 1.5 | 45 | GADRM1004 | Material as needed | EA | 1 | 1 | 25.68 | Owner | Repair | No
Garage Doors | Door Replacement | GADRL1019 | Replace 8 Ft Garage Door Replacement | Replace 8 Ft Garage Door Replacement - Replace 8 Ft Garage Door | EA | 14 | 45 | GADRM1020 | Classic Steel Short Panel 8 ft x 7 ft Insulated 6.5 R-Value White Garage Door without Windows | EA | 1 | 1 | 676 | Owner | Replace | No
Garage Doors | Door Replacement | GADRL1021 | Replace 9 Ft Garage Door Replacement | Replace 9 Ft Garage Door Replacement - Replace 9 Ft Garage Door | EA | 14 | 45 | GADRM1022 | Classic Steel Short Panel 9 ft x 7 ft Non-Insulated White Garage Door without Window | EA | 1 | 1 | 722 | Owner | Replace | No
Garage Doors | Door Replacement | GADRL1023 | Replace Double Garage Door Replacement | Replace Double Garage Door Replacement - Replace Double Garage Door | EA | 16 | 45 | GADRM1024 | Classic Collection 16 ft. x 7 ft. Non-Insulated Garage Door SKU #804441 | EA | 1 | 1 | 868.63 | Owner | Replace | No
Garage Doors | Door Sealing | GADRL1009 | Replace Garage Bottom Weather Stripping | Replace Garage Bottom Weather Stripping - Replace/Install Weather Stripping on the bottom of the door | EA | 0.75 | 45 | GADRM1010 | 18 ft. Replacement Bottom Weatherseal SKU #1000004046 | EA | 1 | 1 | 20.45 | Owner | Replace | No
Garage Doors | Door Sealing | GADRL1011 | Replace Garage Side Weather Stripping | Replace Garage Side Weather Stripping - Replace/Install Weather Stripping on the side of the Garage Door | EA | 0.75 | 45 | GADRM1012 | 1 in. x 30 ft. Vinyl Garage Door Weatherstrip SKU #618993 | EA | 1 | 1 | 28.66 | Owner | Replace | No
Garage Doors | Opener | GADRL1013 | Garage Door Opener Install | Garage Door Opener Install - Install Garage Door Opener with 2 remotes | EA | 2.5 | 45 | GADRM1014 | Signature Series 3/4 HP Ultra-Quiet Belt Drive Smart Garage Door Opener SKU #1005929302 | EA | 1 | 1 | 246.1 | Owner | Repair | No
Garage Doors | Opener | GADRL1015 | Heavy Garage Door Opener | Heavy Garage Door Opener - Install Garage Door Opener with 2 remotes (for heavier doors such as double or wood) | EA | 2.5 | 45 | GADRM1016 | 1-1/4 HP Equivalent Ultra-Quiet Belt Drive Smart Garage Door Opener with Battery Backup SKU #1002491364 | EA | 1 | 1 | 301.47 | Owner | Repair | No
Garage Doors | Remotes | GADRL1037 | Universal Garage Remote | Universal Garage Remote - Provide Universal Garage Door Opener Remote(s).. Program to work properly and leave in kitchen drawer. Price is based on Amazon price so please order when you get this order vs waiting till end of turn or job | EA | 0.15 | 45 | GADRM1038 | 3-Button Garage Door Remote Control SKU #1001095324 | EA | 1 | 0.5 | 18 | Owner | Repair | No
Garage Doors | Springs/Tracks | GADRL1017 | Garage Torsion Spring Convert | Garage Torsion Spring Convert - Remove the damaged torsion spring and convert with a conversion kits | EA | 4 | 45 | GADRM1018 | EZ-Set Torsion Conversion Kit for 16 ft. x 7 ft. Garage Doors 156 lbs. - 170 lbs. Model #LW WHITE A_16 | EA | 1 | 1 | 231.12 | Owner | Repair | No
Garage Doors | Springs/Tracks | GADRL1035 | Replace Garage Door Tension Springs | Replace Garage Door Tension Springs - Replace/Install new Garage Door Tension Springs (2 per) | EA | 1 | 45 | GADRM1036 | Extension Garage Door Spring (2-Pack) Get weights that match the need of the door. | EA | 1 | 1 | 48.15 | Owner | Replace | No
Garage Doors | Springs/Tracks | GADRL1031 | Replace Garage Door Track Replacement | Replace Garage Door Track Replacement - Replace/Install a whole new track for the garage door and reset existing door (door parts not included) | EA | 4 | 45 | GADRM1032 | Overhead Garage Door Track Mounts Model #TMGTS-12 | EA | 1 | 1 | 436.83 | Owner | Replace | No
Gutters | Bid Item | GUTRL9999 | Gutters - Bid Item | Gutters - Bid Item | EA | 1 | 45 | GUTRM9998 | Bid Item | EA | 1 | 1 | 1 | Owner | Repair | No
Gutters | Extensions/Blocks | GUTRL1005 | Replace Downspout Extension | Replace Downspout Extension - Replaced/Install Downspout Extension | EA | 0.2 | 45 | GUTRM1006 | White Downspout Extension SKU #193181 | EA | 1 | 1 | 12.39 | Owner | Replace | No
Gutters | Extensions/Blocks | GUTRL1019 | Splash Block Install | Splash Block Install - Install Splash Block | EA | 0.08 | 45 | GUTRM1020 | 24 in. Black Splash Block SKU #1002834153 | EA | 1 | 1 | 7.02 | Owner | Repair | No
Gutters | Gutter Cleaning | GUTRL1007 | Gutter Clean 1 Story | Gutter Clean 1 Story - Remove all debris and clean gutters (by the LF on 1 story house) | LF | 0.02 | 45 | N/A | N/A - Labor Only Line Item | EA | 0 | 0 | 0 | Owner | Repair | Yes
Gutters | Gutter Cleaning | GUTRL1009 | Gutter Clean 2 Story | Gutter Clean 2 Story - Remove all debris and clean gutters (by the LF on 2 story house) | LF | 0.025 | 45 | N/A | N/A - Labor Only Line Item | EA | 0 | 0 | 0 | Owner | Repair | Yes
Gutters | Gutter Cleaning | GUTRL1011 | Gutter Clean 3 Story | Gutter Clean 3 Story - Remove all debris and clean gutters (by the LF on 3 story house) | LF | 0.03 | 45 | N/A | N/A - Labor Only Line Item | EA | 0 | 0 | 0 | Owner | Repair | Yes
Gutters | Gutters | GUTRL1003 | Gutter Rehang Secure | Gutter Rehang Secure - Rehang or secure loose or fallen gutter(s). Per every 10 ft | EA | 1 | 45 | GUTRM1004 | 6 in. Aluminum Gutter Hidden Hanger with Screw (2 per QTY) SKU #890097 | EA | 1 | 2 | 2.93 | Owner | Repair | No
Gutters | Gutters | GUTRL1013 | Replace 6 Inch Seamless Gutter | Replace 6 Inch Seamless Gutter - Replace 6" seamless aluminum gutter | LF | 0.04 | 45 | GUTRM1014 | 6 in. x 16 ft. White Aluminum K-Style Gutter SKU #1000710174 (connectors, ends, brackets and sealer included in material cost) | LF | 0.062 | 1 | 45.2 | Owner | Replace | No
Gutters | Gutters | GUTRL1015 | Replace Gutter Downspouts | Replace Gutter Downspouts - Replace/Install Gutter Downspouts (10' sections) (elbow and connector NOT included) | EA | 0.3 | 45 | GUTRM1016 | 3 in. x 4 in. x 10 ft. Aluminum Downspout White SKU #643971 | EA | 1 | 1 | 16.95 | Owner | Replace | No
Gutters | Gutters | GUTRL1017 | Replace Gutter Elbow Boot | Replace Gutter Elbow Boot - Replace/Install Gutter Elbow/Boot | EA | 0.1 | 45 | GUTRM1018 | 3 in. x 4 in. Aluminum Downspout A Elbow SKU #644013 | EA | 1 | 1 | 4.94 | Owner | Replace | No
HVAC | AC Cage | HVACL1023 | Replace AC Cages | Replace AC Cages - Install New Condenser Cage with Lock | EA | 2 | 45 | HVACM1024 | Condenser Cage | EA | 1 | 1 | 300 | Owner | Replace | No
HVAC | Bid Item | HVACL9999 | HVAC - Bid Item | HVAC - Bid Item | EA | 1 | 45 | HVACM9998 | Bid Item | EA | 1 | 1 | 1 | Owner | Repair | No
HVAC | Blower Motor | HVACL1149 | Blower Motor Clean | Blower Motor Clean - Clean Blower Motor or Blower Wheel. | EA | 1.25 | 45 | HVACM1150 | Air Conditioner Foaming Coil Cleaner | EA | 1 | 1 | 8.67 | Owner | Repair | No
HVAC | Blower Motor | HVACL1147 | Replace Blower Motor Replacement | Replace Blower Motor Replacement - Replace Blower Motor on unit. | EA | 3.5 | 45 | HVACM1148 | Blower Motor and misc material as needed | EA | 1 | 1 | 200 | Owner | Replace | No
HVAC | Blower Motor | HVACL1151 | Replace Blower Wheel Replacement | Replace Blower Wheel Replacement - Replace/Install new Blower Wheel | EA | 2.75 | 45 | HVACM1152 | Up to a 10" Steel Blower Wheel / Squirrel cage and assembly | EA | 1 | 1 | 263.22 | Owner | Replace | No
HVAC | Coil Cleaning | HVACL1193 | Evaporator Coil Deep Clean In Place | Evaporator Coil Deep Clean In Place - Deep clean the Evaporator Coil in placeTake pictures of the coil after being cleaned before putting back in the cabinets and then after installed | EA | 0.75 | 45 | HVACM1194 | Air Conditioner Foaming Coil Cleaner | EA | 1 | 1 | 8.67 | Owner | Repair | No
HVAC | Coil Cleaning | HVACL1195 | Evaporator Coil Deep Clean Remove | Evaporator Coil Deep Clean Remove - Deep clean the Evaporator Coil. Includes taking apart the cabinet, removing the coil and re - installing. Take pictures of the coil after being cleaned before putting back in the cabinets and then after installed | EA | 4.5 | 45 | HVACM1196 | Air Conditioner Foaming Coil Cleaner | EA | 1 | 1 | 36 | Owner | Repair | No
HVAC | Compressor Replacement | HVACL1155 | Replace Compressor Replacement | Replace Compressor Replacement - Replace existing compressor in the unit with a new one. Does NOT include back filling line set if needed | EA | 5 | 45 | HVACM1156 | Cost for Compressor. Cost will vary based on name brand and size | EA | 1 | 1 | 401.25 | Owner | Replace | No
HVAC | Compressor Replacement (Warranty) | HVACL1157 | Replace Compressor Replacement Warranty | Replace Compressor Replacement Warranty - Replace existing compressor in the unit, that is currently under warranty, with a new one. Does NOT include back filling line set if needed | EA | 5 | 45 | HVACM1158 | Under Warranty | EA | 1 | 0 | 0 | Owner | Replace | No
HVAC | Condensation Line | HVACL1167 | Condenser Coil Clean | Condenser Coil Clean - Clean condenser coil on the outside unit(s) | EA | 1.25 | 45 | HVACM1168 | Air Conditioner Foaming Coil Cleaner | EA | 1 | 1 | 8.67 | Owner | Repair | No
HVAC | Condensation Line | HVACL1165 | Drain Line Unclog Clean | Drain Line Unclog Clean - Unclog, clear and clean out drain line from the system and take pictures of the line dripping/draining properly | EA | 1 | 45 | HVACM1166 | AC Line Cleaner for Air Conditioner Drain Lines SKU #206748 | EA | 1 | 1 | 11.24 | Owner | Repair | No
HVAC | Condensation Line | HVACL1159 | Replace Condensation Drain Line PVC | Replace Condensation Drain Line PVC - Replace/Install new clear PVC condensation drain line from the existing pan to the outside of the house | EA | 1.5 | 45 | HVACM1160 | 3/4 in. x 10 ft. PVC Schedule 40 Plain-End Pipe | EA | 1 | 2 | 9.63 | Owner | Replace | No
HVAC | Condensation Line | HVACL1161 | Replace Condensation Drain Line Tubing | Replace Condensation Drain Line Tubing - Replace/Install new clear tubing condensation drain line from the existing pan to the outside of the house | EA | 1 | 45 | HVACM1162 | 7/8 in. O.D. x 5/8 in. I.D. x 10 ft. PVC Braided Vinyl Tube | EA | 1 | 2 | 30.47 | Owner | Replace | No
HVAC | Condensation Line | HVACL1163 | Replace Condensation Pump Replacement | Replace Condensation Pump Replacement - Replace/Install new Condensation Pump to existing plumbing | EA | 1 | 45 | HVACM1164 | CP Series 120-Volt Air Conditioning Condensate Removal Pump (and misc material to make connection to existing piping) | EA | 1 | 1 | 109.14 | Owner | Replace | No
HVAC | Condenser Parts | HVACL1339 | Hardstart Kit Install | Hardstart Kit Install - Install a new Hardstart / Kickstart / Starter kit to the HVAC system | EA | 1 | 45 | HVACM1340 | KS1 KickStart Potential Relay and Start Capacitor or any Rectorseal name brand Kickstart that would be needed to fit the system | EA | 1 | 1 | 88.6 | Owner | Repair | No
HVAC | Condenser Parts | HVACL1169 | Replace Contactor Replacement | Replace Contactor Replacement - Replace/Install new Contactor on the HVAC system. Includes removing old, installing, connecting and testing | EA | 0.75 | 45 | HVACM1170 | 20 Amp 4-Phases 120-Volt Coil 600-Volt Max Definite Purpose Contactor | EA | 1 | 1 | 27.31 | Owner | Replace | No
HVAC | Condenser Parts | HVACL1153 | Replace Dual Run Capacitor | Replace Dual Run Capacitor - Replace old capacitor with new dual run capacitor. (not a turbo). Take picture of the old one and show any damage to the can. Then final photos of the new capacitor installed before closing unit. | EA | 1 | 45 | HVACM1154 | 45/5 MFD 370 VAC Round Dual Run Capacitor Model #92062 (check to make sure this is the right size and type needed) | EA | 1 | 1 | 20.88 | Owner | Replace | No
HVAC | Control Board | HVACL1171 | Replace Defrost Control Board | Replace Defrost Control Board - Replace/Install new Defrost Control Board | EA | 2.25 | 45 | HVACM1172 | Control Board (price may vary based on name brand and size of the unit) | EA | 1 | 1 | 91.16 | Owner | Replace | No
HVAC | Damper | HVACL1173 | Damper Adjust Balance | Damper Adjust Balance - Make adjustments needed to the existing damper and adjust to control the air better between the 1st and 2nd floor so that the house has a balanced heat/air level. - Inspect the existing damper and adjust to control the air better between the 1st and 2nd floor so that the house has a balanced heat/air level. | EA | 0.75 | 45 | N/A | N/A - Labor Only Line Item | EA | 0 | 0 | 0 | Owner | Repair | Yes
HVAC | Damper | HVACL1181 | Replace Bypass Damper Replacement | Replace Bypass Damper Replacement - Replace/Install new Bypass Damper (up to 14in) | EA | 1.5 | 45 | HVACM1182 | Bypass Damper, For Use With Forced Air Zone Control Panels And Static Pressure Control | EA | 1 | 1 | 256.8 | Owner | Replace | No
HVAC | Damper | HVACL1183 | Replace Damper Motor Replacement | Replace Damper Motor Replacement - Remove old Damper Motor and replace with new motor as needed | EA | 2 | 45 | HVACM1184 | Damper Motor as needed (brand, size and cost for material may vary) | EA | 1 | 1 | 135.46 | Owner | Replace | No
HVAC | Damper | HVACL1179 | Replace Damper Replacement | Replace Damper Replacement - Replace/Install a new damper to the unit | EA | 2 | 45 | HVACM1180 | Damper to fit the system as needed (brand will vary) | EA | 1 | 1 | 276.06 | Owner | Replace | No
HVAC | Damper | HVACL1177 | Replace Manual Damper 8-12 Inch | Replace Manual Damper 8-12 Inch - Replace/Install a new 8-12 inch Manual Hand Damper and adjust correctly to split air flow as needed | EA | 2 | 45 | HVACM1178 | 8-12 inch manual hand damper | EA | 1 | 1 | 83.46 | Owner | Replace | No
HVAC | Damper | HVACL1175 | Replace Manual Damper 14-16 Inch | Replace Manual Damper 14-16 Inch - Replace/Install a new 14-16 inch Manual Hand Damper and adjust correctly to split air flow as needed | EA | 2 | 45 | HVACM1176 | 14-16 inch manual hand damper | EA | 1 | 1 | 181.62 | Owner | Replace | No
HVAC | Diagnostic | HVACL1185 | Troubleshoot | Troubleshoot - Troubleshoot the system to help diagnose the issue causing the problem. If repairable in this time frame, please do so and bid materials, if any. Must take pictures of all test that are ran to show the issue including but not limited to thermostat, temp splits, super heat readings, pressure gauges as well as the label to show the age, model # and Serial # so we can see if there is a warranty | EA | 1.25 | 45 | N/A | N/A - Labor Only Line Item | EA | 0 | 0 | 0 | Owner | Repair | Yes
HVAC | Disconnect | HVACL1187 | Replace Fuse in Disconnect | Replace Fuse in Disconnect - Replace/Install new fuse(s) in the disconnect to allow power to flow to the condenser. Take pictures of the new fuse(s) once installed and show meters showing the system is now hot and working properly | EA | 0.5 | 45 | HVACM1188 | 30 Amp Cartridge Type Fuse (2-Pack) Model #54225 | EA | 1 | 1 | 9.86 | Owner | Replace | No
HVAC | Ductwork | HVACL1189 | Replace Flex Duct 10 Inch | Replace Flex Duct 10 Inch - Replace/Install new flex 10" ductwork from trunk or plenum to the register. All tape, straps and seals are included. | EA | 4 | 45 | HVACM1190 | 10 in. x 25 ft. Insulated Flexible Duct R6 Silver Jacket SKU #685778 | EA | 1 | 1 | 95 | Owner | Replace | No
HVAC | Ductwork | HVACL1191 | Replace Flex Duct 6 Inch | Replace Flex Duct 6 Inch - Replace/Install new flex 6" ductwork from trunk or plenum to the register. All tape, straps and seals are included. | EA | 4 | 45 | HVACM1192 | 6 in. x 25 ft. Insulated Flexible Duct R6 Silver Jacket SKU #685750 | EA | 1 | 1 | 70 | Owner | Replace | No
HVAC | Fan | HVACL1203 | Replace Condenser Fan Motor Blade | Replace Condenser Fan Motor Blade - Replace/Install new Condenser Fan Motor Blade | EA | 2 | 45 | HVACM1204 | Up to a 18" Aluminum 3 Blade Fixed Hub Fan Blade, CW (35° Pitch) | EA | 1 | 1 | 89.88 | Owner | Replace | No
HVAC | Fan | HVACL1201 | Replace Fan Motor Replacement | Replace Fan Motor Replacement - Replace the Fan Motor on the outside Unit, test once done and take pictures of temp splits once unit is repaired, to show system is cooling | EA | 3.75 | 45 | HVACM1202 | Fan Motor (price may vary but can be looked up by the model # on the unit) | EA | 1 | 1 | 321 | Owner | Replace | No
HVAC | Fan | HVACL1199 | Replace Fan Relay Replacement | Replace Fan Relay Replacement - Remove non-functioning Fan Relay and Install a new one, connect wiring and put unit back together | EA | 1 | 45 | HVACM1200 | 24 VAC Fan Relay as needed (brand and cost may vary) | EA | 1 | 1 | 15.41 | Owner | Replace | No
HVAC | Filter | HVACL1205 | Replace HVAC Filter Replacement | Replace HVAC Filter Replacement - Replacement HVAC filters EA (Must take picture of this installed before closing the grill. Any that are not used, leave in the closet and take pictures of them to verify their location) | EA | 0.2 | 45 | HVACM1206 | 20 x 25 x 1 Basic Household Pleated FPR 4 Air Filter (3-Pack) SKU #510647 | EA | 1 | 0.34 | 13.39 | Owner | Replace | No
HVAC | Filter | HVACL1207 | Replace HVAC Filter Replacement 2 | Replace HVAC Filter Replacement 2 - Replacement HVAC filters EA (Must take picture of this installed before closing the grill. Any that are not used, leave in the closet and take pictures of them to verify their location) | EA | 0.2 | 45 | HVACM1208 | 20 x 20 x 1 Basic Household Pleated FPR 4 Air Filter (3-Pack) SKU #1000688638 | EA | 1 | 0.34 | 13.39 | Owner | Replace | No
HVAC | Filter | HVACL1209 | Replace HVAC Filter Replacement Single | Replace HVAC Filter Replacement Single - Replacement HVAC filters.. Match size as needed. ONLY replace the one set in the system and take photos of this once installed | EA | 0.2 | 45 | HVACM1210 | Measure to verify the size of the filter | EA | 1 | 1 | 20 | Owner | Replace | No
HVAC | Filter Dryer | HVACL1141 | Replace Bi Flow Liquid Filter Dryer | Replace Bi Flow Liquid Filter Dryer - Replace/Install new Bi Flow Liquid Filter Dryer on the system | EA | 2.25 | 45 | HVACM1142 | Bi-Flow Filter Drier (price may vary based on name brand and size of the unit) | EA | 1 | 1 | 61.63 | Owner | Replace | No
HVAC | Filter Dryer | HVACL1387 | Replace Liquid Filter Dryer | Replace Liquid Filter Dryer - Replace/Install new Liquid Filter Dryer on the system | EA | 2.25 | 45 | HVACM1388 | Liquid Filter Drier (price may vary based on name brand and size of the unit) | EA | 1 | 1 | 128.4 | Owner | Replace | No
HVAC | Filter Dryer | HVACL1707 | Replace Suction Filter Dryer | Replace Suction Filter Dryer - Replace/Install new Suction Filter Dryer on the system | EA | 2.25 | 45 | HVACM1708 | Suction Filter Drier (price may vary based on name brand and size of the unit) | EA | 1 | 1 | 83.46 | Owner | Replace | No
HVAC | Flame Sensor | HVACL1213 | Flame Sensor Cleaning | Flame Sensor Cleaning - Clean Flame sensor with product or tools as needed | EA | 1 | 45 | HVACM1214 | Sandpaper and cleaner as needed | EA | 1 | 1 | 4.49 | Owner | Repair | No
HVAC | Flame Sensor | HVACL1211 | Replace Flame Sensor Replacement | Replace Flame Sensor Replacement - Replace/Install new flame sensor | EA | 2 | 45 | HVACM1212 | Universal Flame Sensor | EA | 1 | 1 | 26 | Owner | Replace | No
HVAC | Float Switch | HVACL1215 | Replace Float Switch Replacement | Replace Float Switch Replacement - Replace/Install new Float /Condensation Switch to the unit as needed and wire up to the system | EA | 0.5 | 45 | HVACM1216 | Condensate Switch (name brand varies) | EA | 1 | 1 | 29.53 | Owner | Replace | No
HVAC | Freon | HVACL1267 | 410 Freon Recharge Top Off | 410 Freon Recharge Top Off - Recharge/top off System with new freon - Must take pictures of the pressure gauge to show the current level, as well as the gauges to show it is topped of, full and the amount that was added | LBS | 0.33 | 45 | HVACM1268 | R410a Freon by the pound | LBS | 1 | 1 | 26.75 | Owner | Repair | No
HVAC | Freon | HVACL1273 | Freon Pump Out Recharge | Freon Pump Out Recharge - Pump out existing freon and then once work is done, recharge system with Recycled Freon - Must take pictures of the pressure gauge to show the current level, as well as the gauges to show it is topped of, full and the amount that was added | EA | 1 | 45 | N/A | N/A - Labor Only Line Item | EA | 0 | 0 | 0 | Owner | Repair | Yes
HVAC | Freon | HVACL1275 | Line Vacuum Evacuate | Line Vacuum Evacuate - Vacuum or evacuate line | EA | 0.75 | 45 | N/A | N/A - Labor Only Line Item | EA | 0 | 0 | 0 | Owner | Repair | Yes
HVAC | Freon | HVACL1269 | R22 Freon Recharge Top Off | R22 Freon Recharge Top Off - Recharge/top off System with new freon - Must take pictures of the pressure gauge to show the current level, as well as the gauges to show it is topped of, full and the amount that was added | LBS | 0.33 | 45 | HVACM1270 | R22 Freon by the pound | LBS | 1 | 1 | 69.55 | Owner | Repair | No
HVAC | Freon | HVACL1709 | System Evacuate Freon | System Evacuate Freon - Evacuate the system's freon and clear the lines (Does NOT include refilling) | EA | 2 | 45 | N/A | N/A - Labor Only Line Item | EA | 0 | 0 | 0 | Owner | Repair | Yes
HVAC | Handler/Furnace Parts | HVACL1341 | Replace Heat Strip Replacement | Replace Heat Strip Replacement - Remove non-functioning Heat Strip and installed new one, connect wiring and put unit back together | EA | 1.25 | 45 | HVACM1342 | Heat Strip up to 15 KW | EA | 1 | 1 | 288.9 | Owner | Replace | No
HVAC | Handler/Furnace Parts | HVACL1885 | Replace Transformer Replacement | Replace Transformer Replacement - Replace bad transformer in the HVAC system with new wire connection and mount as needed. Take pictures of the old one and the new one once it has been mounted | EA | 1 | 45 | HVACM1886 | 24-Volt Transformer SKU #977267 (check to make sure this is the correct size and part) | EA | 1 | 1 | 40.36 | Owner | Replace | No
HVAC | Inducer Motor | HVACL1381 | Replace Inducer Motor Replacement | Replace Inducer Motor Replacement - Replace/Install new Inducer Motor | EA | 2.25 | 45 | HVACM1382 | Inducer Motor (name brand will vary) | EA | 1 | 1 | 361.77 | Owner | Replace | No
HVAC | Inspection | HVACL1383 | Refrigerant Leak Detection | Refrigerant Leak Detection - Run a Refrigerant Leak Detection test to find the leak in the system. | EA | 2 | 45 | HVACM1384 | 8 oz. All-Purpose Leak Detector | EA | 1 | 1 | 12.84 | Owner | Repair | No
HVAC | Insulation | HVACL1145 | Blow In Insulation Labor SF | Blow In Insulation Labor SF - Labor to blow in insulation (rental not included) | SF | 0.01 | 45 | HVACM1146 | Low Dust Cellulose Blown-In Insulation 19 lbs. SKU #211904 | SF | 0.025 | 1 | 18.62 | Owner | Repair | No
HVAC | Insulation | HVACL1137 | Replace Batt Insulation SF | Replace Batt Insulation SF - Replace/Install new Batt Insulation to the wall or ceiling (By the SF) | SF | 0.01 | 45 | HVACM1138 | R-13 EcoBatt Kraft Faced Fiberglass Insulation Batt 3-1/2 in. x 15 in. x 93 in. SKU #1002992558 | SF | 0.009 | 1 | 84.01 | Owner | Replace | No
HVAC | Line Set | HVACL1265 | Flush out Line Set | Flush out Line Set - Flush out and clean line set of debris and old freon | EA | 1.5 | 45 | HVACM1266 | Flushing Solvent and cleaning solutions (up to a 5 ton system) | EA | 1 | 1 | 128.4 | Owner | Repair | No
HVAC | Line Set | HVACL1271 | Freon Line | Freon Line - Find and Repair Freon line on line (does NOT include freon top off but does include vacuuming and filling with recycled freon as needed) | EA | 3.5 | 45 | HVACM1272 | EasySeal Ultimate LS/UV, Seals and Prevents Leaks In Air Conditioning and Refrigeration Systems | EA | 1 | 1 | 134.82 | Owner | Repair | No
HVAC | Line Set | HVACL1385 | Replace Line Set Replacement | Replace Line Set Replacement - Replace/Install a new line set (freon is NOT included) | EA | 2 | 45 | HVACM1386 | Up to 50ft of 3/8-7/8 inch line set installed | EA | 1 | 1 | 282.48 | Owner | Replace | No
HVAC | Pilot Light | HVACL1597 | Pilot Light Clean | Pilot Light Clean - Clean the existing pilot light so that it will engage the burner properly. Includes detaching and resetting any panels of the cabinet | EA | 1.25 | 45 | HVACM1598 | Misc supplies that may be needed (cloth, wire, cleaners) | EA | 1 | 1 | 6.42 | Owner | Repair | No
HVAC | Pilot Light | HVACL1593 | Replace Pilot Light Adjustment | Replace Pilot Light Adjustment - Replace/Install new Pilot Light Assembly and adjust to work properly. Includes detaching and resetting any panels of the cabinet | EA | 2 | 45 | HVACM1594 | Replace/Install new gas Pilot Assembly on the furnace | EA | 1 | 1 | 57.78 | Owner | Replace | No
HVAC | Pilot Light | HVACL1595 | Replace Surface Ignitor Replacement | Replace Surface Ignitor Replacement - Replace/Install new Surface Ignitor to the Furnace | EA | 1.25 | 45 | HVACM1596 | Hot Surface Ignitor to fit the existing furnace as needed (Material cost may vary based on name brand and size) | EA | 1 | 1 | 44.94 | Owner | Replace | No
HVAC | Return Air Grille | HVACL1601 | Replace Return Air Grille 20x20 | Replace Return Air Grille 20x20 - Replace/Install new Return Air Grille 20x20 | EA | 0.3 | 45 | HVACM1602 | 20 in. x 20 in. Steel Return Air Filter Grille in White SKU #495196 | EA | 1 | 1 | 57.57 | Owner | Replace | No
HVAC | Service Unit | HVACL1603 | HVAC Service Clean Top Off | HVAC Service Clean Top Off - Service HVAC Units - Clean coils in place on the furnace, clean condenser coils, change out filter, temp splits, top off freon (ad to 2 lbs) and blow out drain line to be free of debris | EA | 3 | 45 | N/A | N/A - Labor Only Line Item | EA | 0 | 0 | 0 | Owner | Repair | Yes
HVAC | Thermostat | HVACL1873 | Digital Thermostat Install | Digital Thermostat Install - Install Digital thermostat | EA | 0.75 | 45 | HVACM1874 | 7-Day Programmable Thermostat with Digital Backlit Display SKU #419272 | EA | 1 | 1 | 63.53 | Owner | Repair | No
HVAC | Thermostat | HVACL1875 | Heat Pump Digital Thermostat | Heat Pump Digital Thermostat - Install Digital thermostat for a unit the Heat Pump system | EA | 0.75 | 45 | HVACM1876 | 5-1-1 Day Programmable Single Stage Digital Thermostat SKU #1002218986 | EA | 1 | 1 | 79.22 | Owner | Repair | No
HVAC | Thermostat | HVACL1877 | Non Programmable Thermostat | Non Programmable Thermostat - Install Non programmable Thermostat | EA | 0.75 | 45 | HVACM1878 | Horizontal Non-Programmable Thermostat SKU #807920 | EA | 1 | 1 | 35.27 | Owner | Repair | No
HVAC | Thermostat | HVACL1879 | Replace Condenser Pad Replacement | Replace Condenser Pad Replacement - Lift up and Replace/Install new Condenser Pad | EA | 0.75 | 45 | HVACM1880 | E-Lite 18 in. x 38 in. x 3 in. Plastic Condenser Mounting Pad for Ductless Mini Split Outdoor Units | EA | 1 | 1 | 44.3 | Owner | Replace | No
HVAC | Thermostat | HVACL1139 | Replace Thermostat Batteries | Replace Thermostat Batteries - Replace/Install new Batteries in Thermostat | EA | 0.1 | 45 | HVACM1140 | Coppertop Alkaline AA Battery (6-Pack) SKU #102944 | EA | 1 | 1 | 8 | Owner | Replace | No
HVAC | Thermostat | HVACL1881 | Smarthome Thermostat | Smarthome Thermostat - Smarthome Thermostat | EA | 0 | 45 | HVACM1882 | Replace Smarthome Thermostat | EA | 1 | 1 | 166.5 | Owner | Repair | No
HVAC | Thermostat | HVACL1883 | Thermostat Wire Run | Thermostat Wire Run - Run new thermostat wire from the wall mounted thermostat to the unit (LF may vary based on location of thermostat and unit but labor cost should stay the same. Material may vary) | EA | 1.5 | 45 | HVACM1884 | 250 ft - 18/5 Solid CL2 (PVC) Honeywell Genesis Thermostat Cable - - (1 Qty = 125 ft) Material cost may vary based on location of Thermostat and unit. | EA | 1 | 0.5 | 59.04 | Owner | Repair | No
HVAC | Trip Charge | HVACL1887 | Trip Charge Service Fee - Plumbing | Trip Charge Service Fee - Trip Charge/Service Fee | EA | 1 | 45 | N/A | N/A - Labor Only Line Item | EA | 0 | 0 | 0 | Owner | Repair | Yes
HVAC | TXV Valve (does not include drier or refrigerant) | HVACL1889 | Replace TXV Valve Replacement | Replace TXV Valve Replacement - Replace/Install new TXV Valve (does not include drier or refrigerant) | EA | 2.25 | 45 | HVACM1890 | Reversing valve as needed (size, style and brand will vary as needed) | EA | 1 | 1 | 186.18 | Owner | Replace | No
HVAC | Valve | HVACL1891 | Replace Schrader Valve Replace | Replace Schrader Valve Replace - Replace/Clean/Install Schrader Valve on the unit | EA | 0.35 | 45 | HVACM1892 | GM Air Conditioning Schrader Valve M12 X 1.50 and Misc items needed to complete as needed | EA | 1 | 1 | 10.27 | Owner | Replace | No
HVAC | Vent | HVACL1893 | Replace 10x10 Vent Register | Replace 10x10 Vent Register - Replace/Install New HVAC Register (10x10) wall or ceiling vent | EA | 0.2 | 45 | HVACM1894 | 10 in. x 10 in. 4-Way Steel Wall/Ceiling Register in White SKU #924747 | EA | 1 | 1 | 25.39 | Owner | Replace | No
HVAC | Vent | HVACL1897 | Replace 10x4 Vent Register | Replace 10x4 Vent Register - Replace/Install New HVAC Register (4x10) Floor vent | EA | 0.15 | 45 | HVACM1898 | 4 in. x 10 in. 2-Way Steel Floor Register in White SKU #325467 | EA | 1 | 1 | 12.29 | Owner | Replace | No
HVAC | Vent | HVACL1895 | Replace 10x6 Vent Register | Replace 10x6 Vent Register - Replace/Install New HVAC Register (10x6) wall or ceiling vent | EA | 0.2 | 45 | HVACM1896 | 10 in. x 6 in. 3-Way Steel Wall/Ceiling Register in White SKU #321573 | EA | 1 | 1 | 13.11 | Owner | Replace | No
HVAC | Vent | HVACL1899 | Replace Odd Sized Vent Register | Replace Odd Sized Vent Register - Remove and replace old vent register with new that matches existing size | EA | 0.1833 | 45 | HVACM1900 | Vent Register match size of existing | EA | 1 | 1 | 20 | Owner | Replace | No
HVAC | Vent | HVACL1599 | Replace Return Air Grille 16x16 | Replace Return Air Grille 16x16 - Replace/Install new Return Air Grille 16x16 | EA | 0.3 | 45 | HVACM1600 | 16 in. x 16 in. Steel Return Air Grille in White SKU #332298 | EA | 1 | 1 | 20.78 | Owner | Replace | No
HVAC | Window Unit | HVACL1197 | Window Unit AC | Window Unit AC - Install new Window Unit Air Conditioner. Connect electrical and make sure the exterior dripping will not effect the structure or any other part of the house | EA | 1.25 | 45 | HVACM1198 | 5,000 BTU 115-Volt Window Air Conditioner in White SKU #1004723546 | EA | 1 | 1 | 207.95 | Owner | Repair | No
HVAC | Window Unit | HVACL1903 | Window Unit Daily Charge | Window Unit Daily Charge - Take Window unit to house that is waiting on parts for HVAC repairs or for temporary relief, mount and plug up unit and then once issue is resolved, pick remove from home and make sure window is closed and system is working. (daily Charge) | DAY | 0 | 45 | HVACM1904 | Window Unit | DAY | 1 | 1 | 35 | Owner | Repair | No
HVAC | Window Unit | HVACL1901 | Window Unit Temporary | Window Unit Temporary - Take Window unit to house that is waiting on parts for HVAC repairs or for temporary relief, mount and plug up unit and then once issue is resolved, pick remove from home and make sure window is closed and system is working. | EA | 2.5 | 45 | N/A | N/A - Labor Only Line Item | EA | 0 | 0 | 0 | Owner | Repair | Yes
HVAC | Zone Board | HVACL1905 | Replace Zone Board Replacement | Replace Zone Board Replacement - Replace damaged Zoneboard (2-3 zone system) with a new Board (price of material but labor rates should not) | EA | 1.25 | 45 | HVACM1906 | ZoneBoard to fit system as needed (Board cost will vary based on the Zones, size and name brand) | EA | 1 | 1 | 256.8 | Owner | Replace | No
HVAC SIBI Units | Gas Split System - 1.5 Ton R454B | HVAC2699 | Tennessee - Gas Split System - 1.5 Ton | Tennessee - Gas Split System - 1.5 Ton - RB454 - 13.4+ SEER2 AC / 80% Furnace 70K BTU Habegger Tempstar (ICP) - Includes warranty through SIBI | EA | 1743.66 | 45 | HVAC2700 | R5A4S18AKANA Condenser N80MSN0701412A Furnace EAM5X24M14A Coil | EA | 1 | 1 | 2756.34 | Owner | Replace | No
HVAC SIBI Units | Gas Split System - 1.5 Ton R454B | HVAC3019 | Texas - Gas Split System - 1.5 Ton | Texas - Gas Split System - 1.5 Ton - RB454 - 14.3 SEER2 AC / 80% Furnace 45K BTU Robert Madden Day & Night (ICP) - Includes warranty through SIBI | EA | 1758.99 | 45 | HVAC3020 | R5A5S18AKAWA Condenser N80MSN0451412A Furnace EAM5X24M14A Coil | EA | 1 | 1 | 2741.01 | Owner | Replace | No
HVAC SIBI Units | Gas Split System - 1.5 Ton R454B | HVAC2717 | Texas - Gas Split System - 1.5 Ton | Texas - Gas Split System - 1.5 Ton - RB454 - 14.3 SEER2 AC / 80% Furnace 45K BTU Robert Madden Payne - Includes warranty through SIBI | EA | 1848.78 | 45 | HVAC2718 | PA5SAN51800W Condenser PG80MSAA42045B Furnace CVAMA2417XMA Coil | EA | 1 | 1 | 2651.22 | Owner | Replace | No
HVAC SIBI Units | Gas Split System - 2 Ton R454B | HVAC3013 | Tennessee - Gas Split System - 2 Ton | Tennessee - Gas Split System - 2 Ton - RB454 - 13.4+ SEER2 AC / 80% Furnace 70K BTU Habegger Tempstar (ICP) - Includes warranty through SIBI | EA | 1825.79 | 45 | HVAC3014 | R5A4S24AKANA Condenser N80MSN0701412A Furnace EVM5X24M17A Coil | EA | 1 | 1 | 2674.22 | Owner | Replace | No
HVAC SIBI Units | Gas Split System - 2 Ton R454B | HVAC2707 | Texas - Gas Split System - 2 Ton | Texas - Gas Split System - 2 Ton - RB454 - 14.3 SEER2 AC / 80% Furnace 70K BTU Robert Madden Day & Night (ICP) - Includes warranty through SIBI | EA | 1850.97 | 45 | HVAC2708 | R5A5S24AKAWA Condenser N80MSN0701412A Furnace EVM5X24M14A Coil | EA | 1 | 1 | 2649.03 | Owner | Replace | No
HVAC SIBI Units | Gas Split System - 2 Ton R454B | HVAC3023 | Texas - Gas Split System - 2 Ton | Texas - Gas Split System - 2 Ton - RB454 - 14.3 SEER2 AC / 80% Furnace 70K BTU Robert Madden Payne - Includes warranty through SIBI | EA | 1850.97 | 45 | HVAC3024 | PA5SAN52400W Condenser PG80MSAA36070A Furnace CVAMA2414XMA Coil | EA | 1 | 1 | 2649.03 | Owner | Replace | No
HVAC SIBI Units | Gas Split System - 2.5 Ton R454B | HVAC2701 | Tennessee - Gas Split System - 2.5 Ton | Tennessee - Gas Split System - 2.5 Ton - RB454 - 13.4+ SEER2 AC / 80% Furnace 70K BTU Habegger Tempstar (ICP) - Includes warranty through SIBI | EA | 1722.49 | 45 | HVAC2702 | R5A4S30AKANA Condenser N80MSN0701412A Furnace EAM5X30M14A Coil | EA | 1 | 1 | 2827.52 | Owner | Replace | No
HVAC SIBI Units | Gas Split System - 2.5 Ton R454B | HVAC2709 | Texas - Gas Split System - 2.5 Ton | Texas - Gas Split System - 2.5 Ton - RB454 - 14.3 SEER2 AC / 80% Furnace 70K BTU Robert Madden Day & Night (ICP) - Includes warranty through SIBI | EA | 1857.17 | 45 | HVAC2710 | R5A5S30AKAWA Condenser N80MSN0701712A Furnace EVM5X30M17A Coil | EA | 1 | 1 | 2692.83 | Owner | Replace | No
HVAC SIBI Units | Gas Split System - 2.5 Ton R454B | HVAC2719 | Texas - Gas Split System - 2.5 Ton | Texas - Gas Split System - 2.5 Ton - RB454 - 14.3 SEER2 AC / 80% Furnace 70K BTU Robert Madden Payne - Includes warranty through SIBI | EA | 1764.1 | 45 | HVAC2720 | PA5SAN53000W Condenser PG80MSAA36070A Furnace CAAMP3014AMA Coil | EA | 1 | 1 | 2785.91 | Owner | Replace | No
HVAC SIBI Units | Gas Split System - 3 Ton R454B | HVAC3015 | Tennessee - Gas Split System - 3 Ton | Tennessee - Gas Split System - 3 Ton - RB454 - 13.4+ SEER2 AC / 80% Furnace 70K BTU Habegger Tempstar (ICP) - Includes warranty through SIBI | EA | 1790.55 | 45 | HVAC3016 | R5A4S36AKANA Condenser N80MSN0701412A Furnace EVM5X36M17A Coil | EA | 1 | 1 | 2884.46 | Owner | Replace | No
HVAC SIBI Units | Gas Split System - 3 Ton R454B | HVAC3021 | Texas - Gas Split System - 3 Ton | Texas - Gas Split System - 3 Ton - RB454 - 14.3 SEER2 AC / 80% Furnace 90K BTU Robert Madden Day & Night (ICP) - Includes warranty through SIBI | EA | 1857.34 | 45 | HVAC3022 | R5A5S36AKAWA Condenser N80MSN0901714A Furnace EVM5X36M17A Coil | EA | 1 | 1 | 2817.66 | Owner | Replace | No
HVAC SIBI Units | Gas Split System - 3 Ton R454B | HVAC3025 | Texas - Gas Split System - 3 Ton | Texas - Gas Split System - 3 Ton - RB454 - 14.3 SEER2 AC / 80% Furnace 90K BTU Robert Madden Payne - Includes warranty through SIBI | EA | 1857.34 | 45 | HVAC3026 | PA5SAN53600W Condenser PG80MSAA42090B Furnace CVAMA3617XMA Coil | EA | 1 | 1 | 2817.66 | Owner | Replace | No
HVAC SIBI Units | Gas Split System - 3.5 Ton R454B | HVAC2703 | Tennessee - Gas Split System - 3.5 Ton | Tennessee - Gas Split System - 3.5 Ton - RB454 - 13.4+ SEER2 AC / 80% Furnace 70K BTU Habegger Tempstar (ICP) - Includes warranty through SIBI | EA | 1883.59 | 45 | HVAC2704 | R5A4S42AKANA Condenser N80MSN0701716A Furnace EVM5X42M21A Coil | EA | 1 | 1 | 3091.41 | Owner | Replace | No
HVAC SIBI Units | Gas Split System - 3.5 Ton R454B | HVAC2711 | Texas - Gas Split System - 3.5 Ton | Texas - Gas Split System - 3.5 Ton - RB454 - 14.3 SEER2 AC / 80% Furnace 90K BTU Robert Madden Day & Night (ICP) - Includes warranty through SIBI | EA | 1847.46 | 45 | HVAC2712 | R5A5S42AKAWA Condenser N80MSN0902116A Furnace EVM5X42M21A Coil | EA | 1 | 1 | 3127.55 | Owner | Replace | No
HVAC SIBI Units | Gas Split System - 3.5 Ton R454B | HVAC2721 | Texas - Gas Split System - 3.5 Ton | Texas - Gas Split System - 3.5 Ton - RB454 - 14.3 SEER2 AC / 80% Furnace 90K BTU Robert Madden Payne - Includes warranty through SIBI | EA | 1847.46 | 45 | HVAC2722 | PA5SAN54200W Condenser PG80MSAA48090C Furnace CVAMA4221XMA Coil | EA | 1 | 1 | 3127.55 | Owner | Replace | No
HVAC SIBI Units | Gas Split System - 4 Ton R454B | HVAC3017 | Tennessee - Gas Split System - 4 Ton | Tennessee - Gas Split System - 4 Ton - RB454 - 13.4+ SEER2 AC / 80% Furnace 70K BTU Habegger Tempstar (ICP) - Includes warranty through SIBI | EA | 1736.66 | 45 | HVAC3018 | R5A4S48AKANA Condenser N80MSN0701716A Furnace EAM5X48M21A Coil | EA | 1 | 1 | 3413.34 | Owner | Replace | No
HVAC SIBI Units | Gas Split System - 4 Ton R454B | HVAC3027 | Texas - Gas Split System - 4 Ton | Texas - Gas Split System - 4 Ton - RB454 - 14.3 SEER2 AC / 80% Furnace 70K BTU Robert Madden Payne - Includes warranty through SIBI | EA | 1854.92 | 45 | HVAC3028 | PA5SAN54800W Condenser PG80MSAA48070C Furnace CAAMP4821AMA Coil | EA | 1 | 1 | 3295.08 | Owner | Replace | No
HVAC SIBI Units | Gas Split System - 4 Ton R454B | HVAC2713 | Texas - Gas Split System - 4 Ton | Texas - Gas Split System - 4 Ton - RB454 - 14.3 SEER2 AC / 80% Furnace 90K BTU Robert Madden Day & Night (ICP) - Includes warranty through SIBI | EA | 1854.92 | 45 | HVAC2714 | R5A5S48AKAWA Condenser N80MSN0702116A Furnace EAM5X48M21A Coil | EA | 1 | 1 | 3295.08 | Owner | Replace | No
HVAC SIBI Units | Gas Split System - 5 Ton R454B | HVAC2705 | Tennessee - Gas Split System - 5 Ton | Tennessee - Gas Split System - 5 Ton - RB454 - 13.4+ SEER2 AC / 80% Furnace 90K BTU Habegger Tempstar (ICP) - Includes warranty through SIBI | EA | 1785.92 | 45 | HVAC2706 | R5A4S60AKANA Condenser N80MSN0902120A Furnace EAM5X61M21A Coil | EA | 1 | 1 | 3514.08 | Owner | Replace | No
HVAC SIBI Units | Gas Split System - 5 Ton R454B | HVAC2715 | Texas - Gas Split System - 5 Ton | Texas - Gas Split System - 5 Ton - RB454 - 14.3 SEER2 AC / 80% Furnace 90K BTU Robert Madden Day & Night (ICP) - Includes warranty through SIBI | EA | 1850.53 | 45 | HVAC2716 | R5A5S60AKAWA Condenser N80MSN0902120A Furnace EAM5X61M21A Coil | EA | 1 | 1 | 3449.48 | Owner | Replace | No
HVAC SIBI Units | Gas Split System - 5 Ton R454B | HVAC2723 | Texas - Gas Split System - 5 Ton | Texas - Gas Split System - 5 Ton - RB454 - 14.3 SEER2 AC / 80% Furnace 90K BTU Robert Madden Payne - Includes warranty through SIBI | EA | 1850.53 | 45 | HVAC2724 | PA5SAN56000W Condenser PG80MSAA60090C Furnace CAAMP6121AMA Coil | EA | 1 | 1 | 3449.48 | Owner | Replace | No
HVAC SIBI Units | Heat Pump System - 1.5 Ton R454B | HVAC3065 | Tennessee - Heat Pump System - 1.5 Ton | Tennessee - Heat Pump System - 1.5 Ton - RB454 - 14.3 SEER2 HP Habegger Tempstar (ICP) - Includes warranty through SIBI | EA | 1677.79 | 45 | HVAC3066 | R5H5S18AKAAA Condenser FHMA5X18L0AA Furnace EHC07CKB Coil | EA | 1 | 1 | 2772.21 | Owner | Replace | No
HVAC SIBI Units | Heat Pump System - 1.5 Ton R454B | HVAC2793 | Texas - Heat Pump System - 1.5 Ton | Texas - Heat Pump System - 1.5 Ton - RB454 - 14.3 SEER2 HP Robert Madden Day & Night (ICP) - Includes warranty through SIBI | EA | 1745.68 | 45 | HVAC2794 | R5H5S18AKAAA Condenser FHMA5X18L0AA Furnace FF8401C05 Coil | EA | 1 | 1 | 2704.32 | Owner | Replace | No
HVAC SIBI Units | Heat Pump System - 1.5 Ton R454B | HVAC3079 | Texas - Heat Pump System - 1.5 Ton | Texas - Heat Pump System - 1.5 Ton - RB454 - 14.3 SEER2 HP Robert Madden Payne - Includes warranty through SIBI | EA | 1713.93 | 45 | HVAC3080 | PH5SAN51800A Condenser PF5MNXA18L00 Furnace KFFEH2401C05 Coil | EA | 1 | 1 | 2736.08 | Owner | Replace | No
HVAC SIBI Units | Heat Pump System - 2 Ton R454B | HVAC2787 | Tennessee - Heat Pump System - 2 Ton | Tennessee - Heat Pump System - 2 Ton - RB454 - 14.3 SEER2 HP Habegger Tempstar (ICP) - Includes warranty through SIBI | EA | 1689.18 | 45 | HVAC2788 | R5H5S24AKAAA Condenser FHMA5X24L0BA Furnace EHC07BKB Coil | EA | 1 | 1 | 2790.83 | Owner | Replace | No
HVAC SIBI Units | Heat Pump System - 2 Ton R454B | HVAC3073 | Texas - Heat Pump System - 2 Ton | Texas - Heat Pump System - 2 Ton - RB454 - 14.3 SEER2 HP Robert Madden Day & Night (ICP) - Includes warranty through SIBI | EA | 1748.31 | 45 | HVAC3074 | R5H5S24AKAAA Condenser FHMA5X24L0BA Furnace FF2401C05 Coil | EA | 1 | 1 | 2731.7 | Owner | Replace | No
HVAC SIBI Units | Heat Pump System - 2 Ton R454B | HVAC2801 | Texas - Heat Pump System - 2 Ton | Texas - Heat Pump System - 2 Ton - RB454 - 14.3 SEER2 HP Robert Madden Payne - Includes warranty through SIBI | EA | 1682.61 | 45 | HVAC2802 | PH5SAN52400A Condenser PF5MNXB24L00 Furnace KFFEH2501C08 Coil | EA | 1 | 1 | 2797.4 | Owner | Replace | No
HVAC SIBI Units | Heat Pump System - 2.5 Ton R454B | HVAC3067 | Tennessee - Heat Pump System - 2.5 Ton | Tennessee - Heat Pump System - 2.5 Ton - RB454 - 14.3 SEER2 HP Habegger Tempstar (ICP) - Includes warranty through SIBI | EA | 1715.07 | 45 | HVAC3068 | R5H5S30AKAAA Condenser FHMA5X30L0BA Furnace EHC10BKB Coil | EA | 1 | 1 | 2964.93 | Owner | Replace | No
HVAC SIBI Units | Heat Pump System - 2.5 Ton R454B | HVAC2795 | Texas - Heat Pump System - 2.5 Ton | Texas - Heat Pump System - 2.5 Ton - RB454 - 14.3 SEER2 HP Robert Madden Day & Night (ICP) - Includes warranty through SIBI | EA | 1747.92 | 45 | HVAC2796 | R5H5S30AKAAA Condenser FHMA5X30L0BA Furnace FF2501C08 Coil | EA | 1 | 1 | 2932.08 | Owner | Replace | No
HVAC SIBI Units | Heat Pump System - 2.5 Ton R454B | HVAC3081 | Texas - Heat Pump System - 2.5 Ton | Texas - Heat Pump System - 2.5 Ton - RB454 - 14.3 SEER2 HP Robert Madden Payne - Includes warranty through SIBI | EA | 1707.41 | 45 | HVAC3082 | PH5SAN53000A Condenser PF5MNXB30L00 Furnace KFFEH2601C10 Coil | EA | 1 | 1 | 2972.6 | Owner | Replace | No
HVAC SIBI Units | Heat Pump System - 3 Ton R454B | HVAC2789 | Tennessee - Heat Pump System - 3 Ton | Tennessee - Heat Pump System - 3 Ton - RB454 - 14.3 SEER2 HP Habegger Tempstar (ICP) - Includes warranty through SIBI | EA | 1619.24 | 45 | HVAC2790 | R5H5S36AKAAA Condenser FHMA5X36L0BA Furnace EHC15BKB Coil | EA | 1 | 1 | 3285.77 | Owner | Replace | No
HVAC SIBI Units | Heat Pump System - 3 Ton R454B | HVAC3075 | Texas - Heat Pump System - 3 Ton | Texas - Heat Pump System - 3 Ton - RB454 - 14.3 SEER2 HP Robert Madden Day & Night (ICP) - Includes warranty through SIBI | EA | 1747.35 | 45 | HVAC3076 | R5H5S36AKAAA Condenser FHMA5X36L0BA Furnace FF2601C10 Coil | EA | 1 | 1 | 3157.65 | Owner | Replace | No
HVAC SIBI Units | Heat Pump System - 3 Ton R454B | HVAC2803 | Texas - Heat Pump System - 3 Ton | Texas - Heat Pump System - 3 Ton - RB454 - 14.3 SEER2 HP Robert Madden Payne - Includes warranty through SIBI | EA | 1606.1 | 45 | HVAC2804 | PH5SAN53600A Condenser PF5MNXB36L00 Furnace KFFEH3101C15 Coil | EA | 1 | 1 | 3298.91 | Owner | Replace | No
HVAC SIBI Units | Heat Pump System - 3.5 Ton R454B | HVAC3069 | Tennessee - Heat Pump System - 3.5 Ton | Tennessee - Heat Pump System - 3.5 Ton - RB454 - 14.3 SEER2 HP Habegger Tempstar (ICP) - Includes warranty through SIBI | EA | 1751.7 | 45 | HVAC3070 | R5H5S42AKAAA Condenser FHMA5X42L0CA Furnace EHC15BKB Coil | EA | 1 | 1 | 3453.3 | Owner | Replace | No
HVAC SIBI Units | Heat Pump System - 3.5 Ton R454B | HVAC2797 | Texas - Heat Pump System - 3.5 Ton | Texas - Heat Pump System - 3.5 Ton - RB454 - 14.3 SEER2 HP Robert Madden Day & Night (ICP) - Includes warranty through SIBI | EA | 1817.4 | 45 | HVAC2798 | R5H5S42AKAAA Condenser FHMA5X42L0CA Furnace FF3101C15 Coil | EA | 1 | 1 | 3387.6 | Owner | Replace | No
HVAC SIBI Units | Heat Pump System - 3.5 Ton R454B | HVAC3083 | Texas - Heat Pump System - 3.5 Ton | Texas - Heat Pump System - 3.5 Ton - RB454 - 14.3 SEER2 HP Robert Madden Payne - Includes warranty through SIBI | EA | 1738.56 | 45 | HVAC3084 | PH5SAN54200A Condenser PF5MNXC42L00 Furnace KFFEH3101C15 Coil | EA | 1 | 1 | 3466.44 | Owner | Replace | No
HVAC SIBI Units | Heat Pump System - 4 Ton R454B | HVAC2791 | Tennessee - Heat Pump System - 4 Ton | Tennessee - Heat Pump System - 4 Ton - RB454 - 14.3 SEER2 HP Habegger Tempstar (ICP) - Includes warranty through SIBI | EA | 1665.59 | 45 | HVAC2792 | R5H5S48AKAAA Condenser FHMA5X48L0CA Furnace EHC20BKB Coil | EA | 1 | 1 | 3604.41 | Owner | Replace | No
HVAC SIBI Units | Heat Pump System - 4 Ton R454B | HVAC3077 | Texas - Heat Pump System - 4 Ton | Texas - Heat Pump System - 4 Ton - RB454 - 14.3 SEER2 HP Robert Madden Day & Night (ICP) - Includes warranty through SIBI | EA | 1815.61 | 45 | HVAC3078 | R5H5S48AKAAA Condenser FHMA5X48L0CA Furnace FF3101C15 Coil | EA | 1 | 1 | 3454.4 | Owner | Replace | No
HVAC SIBI Units | Heat Pump System - 4 Ton R454B | HVAC2805 | Texas - Heat Pump System - 4 Ton | Texas - Heat Pump System - 4 Ton - RB454 - 14.3 SEER2 HP Robert Madden Payne - Includes warranty through SIBI | EA | 1665.59 | 45 | HVAC2806 | PH5SAN54800A Condenser PF5MNXC48L00 Furnace KFFEH3301C20 Coil | EA | 1 | 1 | 3604.41 | Owner | Replace | No
HVAC SIBI Units | Heat Pump System - 5 Ton R454B | HVAC3071 | Tennessee - Heat Pump System - 5 Ton | Tennessee - Heat Pump System - 5 Ton - RB454 - 14.3 SEER2 HP Habegger Tempstar (ICP) - Includes warranty through SIBI | EA | 1803.78 | 45 | HVAC3072 | R5H5S60AKAAA Condenser FHMA5X60L0DA Furnace EHC20BKB Coil | EA | 1 | 1 | 3821.22 | Owner | Replace | No
HVAC SIBI Units | Heat Pump System - 5 Ton R454B | HVAC2799 | Texas - Heat Pump System - 5 Ton | Texas - Heat Pump System - 5 Ton - RB454 - 14.3 SEER2 HP Robert Madden Day & Night (ICP) - Includes warranty through SIBI | EA | 1912.5 | 45 | HVAC2800 | R5H5S60AKAAA Condenser FHMA5X60L0DA Furnace FF3301C20 Coil | EA | 1 | 1 | 3712.5 | Owner | Replace | No
HVAC SIBI Units | Heat Pump System - 5 Ton R454B | HVAC3085 | Texas - Heat Pump System - 5 Ton | Texas - Heat Pump System - 5 Ton - RB454 - 14.3 SEER2 HP Robert Madden Payne - Includes warranty through SIBI | EA | 1677.86 | 45 | HVAC3086 | PH5SAN56000A Condenser PF5MNXD60L00 Furnace KFFEH3301C20 Coil | EA | 1 | 1 | 3947.15 | Owner | Replace | No
HVAC SIBI Units | Package Gas System - 2 Ton R454B | HVAC2867 | Tennessee - Package Gas System - 2 Ton | Tennessee - Package Gas System - 2 Ton - RB454 - Multipoise Habegger Tempstar (ICP) - Includes warranty through SIBI | EA | 1451.92 | 45 | HVAC2868 | Condenser Furnace Coil | EA | 1 | 1 | 3188.08 | Owner | Replace | No
HVAC SIBI Units | Package Gas System - 2.5 Ton R454B | HVAC2869 | Tennessee - Package Gas System - 2.5 Ton | Tennessee - Package Gas System - 2.5 Ton - RB454 - Multipoise Habegger Tempstar (ICP) - Includes warranty through SIBI | EA | 1452.79 | 45 | HVAC2870 | Condenser Furnace Coil | EA | 1 | 1 | 3247.21 | Owner | Replace | No
HVAC SIBI Units | Package Gas System - 3 Ton R454B | HVAC3111 | Tennessee - Package Gas System - 3 Ton | Tennessee - Package Gas System - 3 Ton - RB454 - Multipoise Habegger Tempstar (ICP) - Includes warranty through SIBI | EA | 1453.5 | 45 | HVAC3112 | Condenser Furnace Coil | EA | 1 | 1 | 3446.5 | Owner | Replace | No
HVAC SIBI Units | Package Gas System - 3.5 Ton R454B | HVAC2871 | Tennessee - Package Gas System - 3.5 Ton | Tennessee - Package Gas System - 3.5 Ton - RB454 - Multipoise Habegger Tempstar (ICP) - Includes warranty through SIBI | EA | 974.5 | 45 | HVAC2872 | Condenser Furnace Coil | EA | 1 | 1 | 3665.5 | Owner | Replace | No
HVAC SIBI Units | Package Gas System - 4 Ton R454B | HVAC3113 | Tennessee - Package Gas System - 4 Ton | Tennessee - Package Gas System - 4 Ton - RB454 - Multipoise Habegger Tempstar (ICP) - Includes warranty through SIBI | EA | 1452.7 | 45 | HVAC3114 | Condenser Furnace Coil | EA | 1 | 1 | 4147.3 | Owner | Replace | No
HVAC SIBI Units | Package Gas System - 5 Ton R454B | HVAC2873 | Tennessee - Package Gas System - 5 Ton | Tennessee - Package Gas System - 5 Ton - RB454 - Multipoise Habegger Tempstar (ICP) - Includes warranty through SIBI | EA | 1449.25 | 45 | HVAC2874 | Condenser Furnace Coil | EA | 1 | 1 | 4290.75 | Owner | Replace | No
HVAC SIBI Units | Packaged Elec HP w Heat Kit - 2 Ton R454B | HVAC2977 | Tennessee - Packaged Elec HP w Heat Kit - 2 Ton | Tennessee - Packaged Elec HP w Heat Kit - 2 Ton - RB454 - Horizontal Habegger Tempstar (ICP) - Includes warranty through SIBI | EA | 1153.68 | 45 | HVAC2978 | Condenser PHB424000K000B Furnace CPHEATER054B0 Coil | EA | 1 | 1 | 3821.32 | Owner | Replace | No
HVAC SIBI Units | Packaged Elec HP w Heat Kit - 2.5 Ton R454B | HVAC2979 | Tennessee - Packaged Elec HP w Heat Kit - 2.5 Ton | Tennessee - Packaged Elec HP w Heat Kit - 2.5 Ton - RB454 - Horizontal Habegger Tempstar (ICP) - Includes warranty through SIBI | EA | 1151.66 | 45 | HVAC2980 | Condenser PHB430000K000B Furnace CPHEATER054B0 Coil | EA | 1 | 1 | 3948.34 | Owner | Replace | No
HVAC SIBI Units | Packaged Elec HP w Heat Kit - 3 Ton R454B | HVAC2981 | Tennessee - Packaged Elec HP w Heat Kit - 3 Ton | Tennessee - Packaged Elec HP w Heat Kit - 3 Ton - RB454 - Horizontal Habegger Tempstar (ICP) - Includes warranty through SIBI | EA | 1418.83 | 45 | HVAC2982 | Condenser PHB436000K000B Furnace CPHEATER050B0 Coil | EA | 1 | 1 | 3831.18 | Owner | Replace | No
HVAC SIBI Units | Packaged Elec HP w Heat Kit - 3.5 Ton R454B | HVAC2983 | Tennessee - Packaged Elec HP w Heat Kit - 3.5 Ton | Tennessee - Packaged Elec HP w Heat Kit - 3.5 Ton - RB454 - Horizontal Habegger Tempstar (ICP) - Includes warranty through SIBI | EA | 1421.36 | 45 | HVAC2984 | Condenser PHB442000K000B Furnace CPHEATER050B0 Coil | EA | 1 | 1 | 4078.65 | Owner | Replace | No
HVAC SIBI Units | Packaged Elec HP w Heat Kit - 4 Ton R454B | HVAC2985 | Tennessee - Packaged Elec HP w Heat Kit - 4 Ton | Tennessee - Packaged Elec HP w Heat Kit - 4 Ton - RB454 - Horizontal Habegger Tempstar (ICP) - Includes warranty through SIBI | EA | 1413.49 | 45 | HVAC2986 | Condenser PHB448000K000B Furnace CPHEATER050B0 Coil | EA | 1 | 1 | 4261.51 | Owner | Replace | No
HVAC SIBI Units | Packaged Elec HP w Heat Kit - 5 Ton R454B | HVAC2987 | Tennessee - Packaged Elec HP w Heat Kit - 5 Ton | Tennessee - Packaged Elec HP w Heat Kit - 5 Ton - RB454 - Horizontal Habegger Tempstar (ICP) - Includes warranty through SIBI | EA | 1418.2 | 45 | HVAC2988 | Condenser PHB460000K000B Furnace CPHEATER050B0 Coil | EA | 1 | 1 | 4656.81 | Owner | Replace | No
Inspections | Bid Item | INSPL9999 | Inspections - Bid Item | Inspections - Bid Item | EA | 1 | 45 | INSPM9998 | Bid Item | EA | 1 | 1 | 1 | Owner | Repair | No
Inspections | Fee | INSPL1003 | Toll Road Fee | Toll Road Fee - Toll Road Fee - - Must take a picture of the receipt, sign of the toll or give location of the Toll so we can verify fees | EA | 1 | 45 | N/A | N/A - Labor Only Line Item | EA | 0 | 0 | 0 | Owner | Repair | Yes
Inspections | Scope Walk | INSPL1005 | Property Scope Walk Inspect | Property Scope Walk Inspect - Inspect the property and use Resipro's Checklist and Estimating form to build a scope to make the house Rent Ready | EA | 2 | 45 | N/A | N/A - Labor Only Line Item | EA | 0 | 0 | 0 | Owner | Repair | Yes
Landscape | Bid Item | LANDL9999 | Landscape - Bid Item | Landscape - Bid Item | EA | 1 | 45 | LANDM9998 | Bid Item | EA | 1 | 1 | 1 | Owner | Repair | No
Landscape | Bushes/Hedges | LANDL1045 | Bushes Trim | Bushes Trim - Trim Bushes down and on the sides, then remove clippings | LF | 0.1 | 45 | N/A | N/A - Labor Only Line Item | EA | 0 | 0 | 0 | Owner | Repair | Yes
Landscape | Drainage | LANDL1007 | French Drain Excavate | French Drain Excavate - Excavate near house wall and waterproofing exterior wall. Install French Drain, Gravel rocks bedding, Dig 2ft Trench , lay water - permeable filter fabric. Waterproof exterior wall in basement. Dig 1 ft deep on exterior | LF | 0.95 | 45 | LANDM1008 | Materials as needed | LF | 1 | 1 | 15.5 | Owner | Repair | No
Landscape | Drainage | LANDL1005 | French Drain Install | French Drain Install - Cut out a 4" wide and up to 10' long section of concrete and remove/dispose of debris. Install a French drain for the driveway or in front of the garage (outlet drain pipe not included) | EA | 8 | 45 | LANDM1006 | 4 in. x 10 ft. Speed-D Channel Drain with Grate SKU #1001306046 | EA | 1 | 1 | 183.55 | Owner | Repair | No
Landscape | Excavate | LANDL1009 | Replace Excavation Backfill | Replace Excavation Backfill - Excavation - After Main Line has been replaced, back fill all the dirt back in the hole and smooth out the dirt so there is no trip hazard or sink hole created | LF | 0.375 | 45 | LANDM1010 | Hand tools, wheelbarrows and rentals as needed | LF | 0.0001 | 1 | 1 | Owner | Replace | No
Landscape | Leaves | LANDL1013 | Bagged Leaves Remove | Bagged Leaves Remove - Remove the bagged leaves from the property and dispose of properly | EA | 0.05 | 45 | LANDM1014 | Disposal Fees | EA | 1 | 1 | 2 | Owner | Repair | No
Landscape | Leaves | LANDL1003 | Leaf Blow Bag | Leaf Blow Bag - Leaf blow leaves/pine straw out of section and Bag up debris. You can leave bags on road/curb if area allows and does pick up. But if city/county/area does NOT do a pick up, remove or you will be asked to go back out and remove | SF | 0.003 | 45 | LANDM1004 | Gas and bags | SF | 0.01 | 1 | 3 | Owner | Repair | No
Landscape | Leaves | LANDL1025 | Leaves Rake Bag | Leaves Rake Bag - Rake and bag leaves in the yard. Then remove the bagged leaves from the property and dispose of properly | HR | 1 | 45 | LANDM1026 | Bags of leaves and disposal fee | HR | 0.001 | 1 | 14 | Owner | Repair | No
Landscape | Mulch/Gravel/Pavers | LANDL1019 | Gravel Add Smooth | Gravel Add Smooth - Add Gravel and smooth out to be 2 inches in depth. | SF | 0.04 | 45 | LANDM1020 | 0.40 cu. ft. 3/16 in. 30 lbs. Black Gravel SKU #1005133591 | SF | 0.667 | 1 | 8.56 | Owner | Repair | No
Landscape | Mulch/Gravel/Pavers | LANDL1023 | Mulch Add Spread | Mulch Add Spread - Add and spread new mulch in beds as needed | SF | 0.012 | 45 | LANDM1024 | 2 cu. ft. Bagged Premium Red Wood Mulch SKU #480978 | SF | 0.125 | 1 | 3.48 | Owner | Repair | No
Landscape | Sod | LANDL1031 | Sod Roll Out | Sod Roll Out - Roll out Sod, on prepared soil. This includes cutting, laying flat and watering 1 time | SF | 0.022 | 45 | LANDM1032 | 500 sq. ft of grass as needed | SF | 0.002 | 1 | 285 | Owner | Repair | No
Landscape | Sod | LANDL1029 | Sod Squares Place | Sod Squares Place - Place squared sod pieces down as needed, on prepared soil. This includes cutting, laying flat and watering 1 time (qty = 50 Sf... 1 Qty minimum) | EA | 2 | 45 | LANDM1030 | Sod by the Square (2.66 Sq ft) | EA | 1 | 19 | 5.14 | Owner | Repair | No
Landscape | Stump removal | LANDL1041 | Stump 8-14 Inch | Stump 8-14 Inch - Remove stump(s) with up to 8" - 14" diameter trunk. Must show pictures of the diameter of the stump before work starts | EA | 1.75 | 45 | LANDM1042 | Compact Stump Grinder Rental | EA | 1 | 0.5 | 134.82 | Owner | Repair | No
Landscape | Stump removal | LANDL1035 | Stump 15-20 Inch | Stump 15-20 Inch - Remove stump(s) with up to 15" - 20" diameter trunk. Must show pictures of the diameter of the stump before work starts | EA | 2 | 45 | LANDM1036 | Compact Stump Grinder Rental | EA | 1 | 0.75 | 134.82 | Owner | Repair | No
Landscape | Stump removal | LANDL1037 | Stump 21-26 Inch | Stump 21-26 Inch - Remove stump(s) with up to 21" - 26" diameter trunk. Must show pictures of the diameter of the stump before work starts | EA | 2.25 | 45 | LANDM1038 | Compact Stump Grinder Rental | EA | 1 | 1 | 134.82 | Owner | Repair | No
Landscape | Stump removal | LANDL1033 | Stump 27 Inch+ | Stump 27 Inch+ - Remove stump(s) over 27" diameter trunk. Must show pictures of the diameter of the stump before work starts | EA | 3 | 45 | LANDM1034 | Compact Stump Grinder Rental | EA | 1 | 1.25 | 134.82 | Owner | Repair | No
Landscape | Stump removal | LANDL1039 | Stump <7 Inch | Stump 7 Inch - Remove stump(s) with up to 7" diameter trunk. Must show pictures of the diameter of the stump before work starts | EA | 1.5 | 45 | LANDM1040 | Compact Stump Grinder Rental | EA | 1 | 0.33 | 134.82 | Owner | Repair | No
Landscape | Trees | LANDL1043 | Branches Trim | Branches Trim - Trim all branches and limbs away from the house to be at least 6 feet away from the roof or the perimeter of the walls of the exterior of the house | LF | 0.15 | 45 | LANDM1044 | Materials as needed | LF | 0.001 | 1 | 25 | Owner | Repair | No
Landscape | Trees | LANDL1021 | Limb Debris Removal | Limb Debris Removal - Go out to the property and bid on removing the trees, limbs and debris. If this caused any other damage, please report back what those issues are and if this is something that you can repair/fix, please add that to the bid. | EA | 0 | 45 | N/A | N/A - Labor Only Line Item | EA | 0 | 0 | 0 | Owner | Repair | Yes
Landscape | Trees | LANDL1027 | Palm Tree Skin | Palm Tree Skin - Skin Palm Tree | EA | 1.25 | 45 | LANDM1028 | Materials as needed | EA | 1 | 0.001 | 35 | Owner | Repair | No
Landscape | Weeds | LANDL1047 | Weeds Hand Pull | Weeds Hand Pull - Hand Pull Weeds and unsightly plants to clean up Planter box or mulch area | SF | 0.05 | 45 | LANDM1048 | Materials as needed | SF | 0.01 | 1 | 25 | Owner | Repair | No
Landscape | Weeds | LANDL1049 | Weeds Spray | Weeds Spray - Spray lawn to kill weeds | EA | 1.5 | 45 | LANDM1050 | 32 oz. 7,500 sq. ft. Spring Ready-to-Spray Concentrate Weed and Feed Lawn SKU #130713 | EA | 1 | 1 | 16.05 | Owner | Repair | No
Painting | Bid Item | PNTRL9999 | Painting - Bid Item | Painting - Bid Item | EA | 1 | 45 | PNTRM9998 | Bid Item | EA | 1 | 1 | 1 | Owner | Repair | No
Painting | Cabinets | PNTRL1003 | Cabinetry Paint | Cabinetry Paint - Paint Existing Cabinetry | LF | 0.5 | 45 | PNTRM1004 | 1 gal. Ultra Pure White Base Semi-Gloss Interior Cabinet and Trim Paint SKU #1004872844 | LF | 0.05 | 1 | 56.47 | Owner | Repair | No
Painting | Cabinets | CABIL1039 | Sink Base Paint | Sink Base Paint - Paint Bottom of the sink base to hide stains. Includes Kilz as needed and up to 2 coats of paint | EA | 0.75 | 45 | CABIM1040 | 37 in. W x 60 in. H Frameless Rectangular Bathroom Vanity Mirror in Silver SKU #1000966788 | EA | 1 | 1 | 10 | Owner | Repair | No
Painting | Caulking | PNTRL1029 | Toilet Bottom Caulk | Toilet Bottom Caulk - Caulk around the bottom of the toilet.Includes cutting out old, discarding and resealing | EA | 0.15 | 45 | PNTRM1030 | Caulk as needed | EA | 1 | 1 | 2.5 | Owner | Repair | No
Painting | Ceilings | PNTRL1005 | Ceiling White Paint | Ceiling White Paint - Paint the ceiling white. Cover all items in the room, cut in and roll ceiling (does NOT include stain blocker) | SF | 0.02 | 45 | PNTRM1006 | 1 gal. Flat Interior Ceiling Paint SKU #812934 | SF | 0.0029 | 1 | 19.47 | Owner | Repair | No
Painting | Concrete | PNTRL1009 | Garage Floor Stain 1 Car | Garage Floor Stain 1 Car - Stain Garage Floor and Exposed Concrete (single car garage up to 250 sf) | EA | 1.5 | 45 | PNTRM1010 | 90 oz. Gray Epoxy 1 Car Garage Floor Kit SKU #1005911446 | EA | 1 | 1 | 101.66 | Owner | Repair | No
Painting | Concrete | PNTRL1007 | Garage Floor Stain 2 Car | Garage Floor Stain 2 Car - Stain Garage Floor and Exposed Concrete (2 car garage up to 450 sf) | EA | 2 | 45 | PNTRM1008 | 240 oz. Gray High-Gloss 2.5-Car Garage Floor Kit SKU #1005597768 | EA | 1 | 2 | 165.25 | Owner | Repair | No
Painting | Deck | PNTRL1011 | Deck Paint Stain | Deck Paint Stain - Paint or stain deck to match existing color | SF | 0.012 | 45 | PNTRM1012 | 4 gal. California Rustic Exterior 20X Deck Resurfacer Model #319560 | SF | 0.0057 | 1 | 204.48 | Owner | Repair | No
Painting | Exterior | PNTRL1021 | Exterior Walls Repaint SF | Exterior Walls Repaint SF - Re-paint all exterior walls on the house. QTY is the floor SF of the house (Fascia and soffit NOT included) | SF | 1.31 | 45 | PNTRM1022 | 5 gal. Satin Latex Exterior Paint (get with coordinator for colors) SKU #426694 ( | SF | 0.001 | 1 | 176.55 | Owner | Repair | No
Painting | Exterior | PNTRL1019 | Fascia Soffit Paint | Fascia Soffit Paint - Paint Fascia and Soffit around the house (does not include priming for new wood) | LF | 0.03 | 45 | PNTRM1020 | 1 gal. e600 White Satin Enamel Exterior Paint SKU #1001320822 | LF | 0.005 | 1 | 38.13 | Owner | Repair | No
Painting | Exterior Doors | PNTRL1013 | Exterior Door Frame Paint | Exterior Door Frame Paint - Paint Exterior Door Frame to match existing color | EA | 0.4 | 45 | PNTRM1014 | 1 gal. Speed-Wall Semi-Gloss/Flat Interior Paint (Match color and finish) SKU #631369 | EA | 1 | 0.2 | 24.42 | Owner | Repair | No
Painting | Exterior Doors | PNTRL1015 | Exterior Door Paint | Exterior Door Paint - Paint Exterior Door to match existing color or change to match the neighborhood (includes Frame) | EA | 1 | 45 | PNTRM1016 | 1 gal. Speed-Wall Semi-Gloss/Flat Interior Paint (Match color and finish) SKU #631369 | EA | 1 | 0.33 | 25.42 | Owner | Repair | No
Painting | Exterior Doors | PNTRL1017 | Garage Door Paint | Garage Door Paint - Paint Garage Door | EA | 1 | 45 | PNTRM1018 | 1 gal. Speed-Wall Semi-Gloss/Flat Interior Paint (Match color and finish) SKU #631369 | EA | 1 | 0.33 | 25.42 | Owner | Repair | No
Painting | Fence | PNTRL1023 | Wood Fence Paint | Wood Fence Paint - Paint wood fence with exterior paint or stain, to match the existing or match the neighborhood | SF | 0.0135 | 45 | PNTRM1024 | 1 Gal. White Exterior Barn and Fence Paint | SF | 0.0025 | 1 | 23.54 | Owner | Repair | No
Painting | Fireplace | PNTRL1027 | Mantle Paint | Mantle Paint - Paint Mantle to match existing color | EA | 0.33 | 45 | PNTRM1028 | 32 oz. Ultra Cover Semi-Gloss White General Purpose Paint SKU #217997 | EA | 1 | 0.5 | 14.1 | Owner | Repair | No
Painting | Fireplace | PNTRL1025 | Replace Fireplace Clean Paint | Replace Fireplace Clean Paint - Clean Out Fireplace & Paint | EA | 0.75 | 45 | PNTRM1026 | 1 Gal. #M190-5 Fireplace Glow Flat Interior/Exterior Masonry, Stucco and Brick Paint Model # 27201 | EA | 1 | 0.5 | 31.04 | Owner | Replace | No
Painting | Interior Doors | PNTRL1031 | Interior Door Paint | Interior Door Paint - Paint interior door to match existing color or to match the rest of the house | EA | 0.5 | 45 | PNTRM1032 | 1 gal. Speed-Wall Semi-Gloss/Flat Interior Paint (Match color and finish) SKU #631369 | EA | 1 | 0.25 | 25.42 | Owner | Repair | No
Painting | Lighting Fixture | PNTRL1033 | Vanity Top Sides Caulk Seal | Vanity Top Sides Caulk Seal - Caulk and seal Vanity top and sides to the wall | EA | 0.5 | 45 | PNTRM1034 | Alex Plus 10.1 oz. White Acrylic Latex Caulk Plus Silicone SKU #1000058402 | EA | 1 | 0.75 | 3.65 | Owner | Repair | No
Painting | Mist Match | PNTRL1037 | Mist Match Paint | Mist Match Paint - Do a color match to the existing paint. Check all walls with sample to make sure they are all the same shade and color. Then use a sprayer to paint and blend all the walls that have marks or damage on them. Fade in using a wide fan tip. While still wet, wipe down all the baseboard with a wet rag to leave a nice line.This also includes small drywall repairs that can be done with 5 minute durabond and some light sanding as needed. | SF | 0.0078 | 45 | PNTRM1038 | Paint as needed | SF | 0.001 | 1 | 35 | Owner | Repair | No
Painting | Moisture Damage | PNTRL1041 | Concrete Wall Seal Paint | Concrete Wall Seal Paint - Seal and Paint the Concrete Wall with DRYLOK Waterproofing Masonary Paint (Surface SF of the wall, not the floor SQ) | SF | 0.008 | 45 | PNTRM1042 | 5 gal. White Masonry Waterproofer SKU #435688 | SF | 0.002 | 1 | 171.41 | Owner | Repair | No
Painting | Moisture Damage | PNTRL1039 | Moisture Damage Primer | Moisture Damage Primer - Kilz/Primer water damaged area as needed (Surface SF) | SF | 0.01 | 45 | PNTRM1040 | ALL PURPOSE 1 Gal. White Interior/Exterior Multi-Surface Primer, Sealer, and Stain Blocker SKU #140770 | SF | 0.005 | 1 | 23.98 | Owner | Repair | No
Painting | Prep | PNTRL1043 | Tile Caulk Reseal | Tile Caulk Reseal - Caulk and Reseal Tile (Tub & Shower Surround) | EA | 0.2 | 45 | PNTRM1044 | Alex Plus 10.1 oz. White Acrylic Latex Caulk Plus Silicone SKU #1000058402 | EA | 1 | 0.3 | 3.64 | Owner | Repair | No
Painting | Repair/hole/patch | PNTRL1045 | Nail Holes Fill | Nail Holes Fill - Fill in small nail holes with spackling, paint or caulk. This should be tinted to a close color so when wiped off, it will blend well. No knife or putty tool should be used as we dont want scrape marks or a need to paint afterwards | EA | 0.15 | 45 | PNTRM1046 | Gray/tan caulk or spackle | EA | 1 | 1 | 1 | Owner | Repair | No
Painting | Trim | PNTRL1049 | Baseboard Recoat | Baseboard Recoat - Paint Baseboard to match existing colors of the house house's trim (QTY = # of walls base needs painting). This is not for new base as that would need new caulk and 2 coats. This is recoating trim to same color | EA | 0.05 | 45 | PNTRM1050 | 1 gal. Speed-Wall Semi-Gloss/Flat Interior Paint (Match color and finish) SKU #631369 | EA | 1 | 0.0027 | 22 | Owner | Repair | No
Painting | Trim | PNTRL1047 | White Trim Minor Touch Up | White Trim Minor Touch Up - Match WHITE trim Paint as color may not be a ResiPro color - Minor Trim Touch Up (only up to 1 gallon) for all doors, trim and baseboard as needed | EA | 4 | 45 | PNTRM1048 | 1 gal. Speed-Wall Semi-Gloss/Flat Interior Paint (Match color and finish) SKU #631369 | EA | 1 | 1 | 25.42 | Owner | Repair | No
Painting | Tub/Shower | PNTRL1059 | Tub Aand Surround Refinish Stripping | Tub AND Surround Refinish Stripping - Strip and remove the re-finish job from the tub and surround (or surround and shower pan) area and clean up so that the color is back to the tub's original finish. This is ONLY for it to be removed and should not be used as a line item to strip prior to doing another re - finish | EA | 3.5 | 45 | PNTRM1060 | NAPCO's New Methylene Chloride-Free Paint Stripper or stripper best suited for the material of the tub | EA | 1 | 1 | 100 | Owner | Repair | No
Painting | Tub/Shower | PNTRL1053 | Tub Chip Fix | Tub Chip Fix - Fix and fill chipped Tub | EA | 1 | 45 | PNTRM1054 | Porcelain Chip Fix Repair for Tubs and Sink SKU #315859 | EA | 1 | 1 | 7.69 | Owner | Repair | No
Painting | Tub/Shower | PNTRL1063 | Tub Paint Strip Recoat | Tub Paint Strip Recoat - Strip, sand and acid wash tub paint (MUST SHOW PICTURES OF THIS DONE IN PROGRESS PHOTOS). Then recoat tub with proper epoxy, sand and recoat. | EA | 4 | 45 | PNTRM1064 | Epoxy and sand paper | EA | 1 | 1 | 300 | Owner | Repair | No
Painting | Tub/Shower | PNTRL1055 | Tub Refinish Only | Tub Refinish Only - Refinish / Resurface Tub Only | EA | 4 | 45 | PNTRM1056 | 26 oz. White Tough as Tile One Part Brush On Kit SKU #723626 | EA | 1 | 1 | 52.19 | Owner | Repair | No
Painting | Tub/Shower | PNTRL1061 | Tub Refinish Stripping | Tub Refinish Stripping - Strip and remove the re-finish job from the tub area and clean up so that the color is back to the tub's original finish. This is ONLY for it to be removed and should not be used as a line item to strip prior to doing another re - finish | EA | 2.5 | 45 | PNTRM1062 | NAPCO's New Methylene Chloride-Free Paint Stripper or stripper best suited for the material of the tub | EA | 1 | 1 | 100 | Owner | Repair | No
Painting | Tub/Shower | PNTRL1057 | Tub Shower Refinish | Tub Shower Refinish - Refinish / Resurface Tub/Shower Combo | EA | 6 | 45 | PNTRM1058 | 26 oz. White Tough as Tile One Part Brush On Kit SKU #723626 | EA | 1 | 2 | 52.19 | Owner | Repair | No
Painting | Vents | PNTRL1065 | HVAC Register Paint | HVAC Register Paint - Paint Existing HVAC Register | EA | 0.2 | 45 | PNTRM1066 | 12 oz. Gloss White General Purpose Spray Paint SKU #619158 | EA | 1 | 0.15 | 5.62 | Owner | Repair | No
Painting | Walls | PNTRL1107 | House Touch Up 2-3 Gal | House Touch Up 2-3 Gal - Match Paint as color may not be a ResiPro color - Touch up entire house (between 2-3 gallons) | EA | 8 | 45 | PNTRM1108 | 1 gal. Speed-Wall Semi-Gloss/Flat Interior Paint (Match color and finish) SKU #631369 | EA | 1 | 3 | 26.49 | Owner | Repair | No
Painting | Walls | PNTRL1109 | House Touch Up 4 Gal | House Touch Up 4 Gal - Match Paint as color may not be a ResiPro color - Touch up entire house (up to 4 Gallons) | EA | 12 | 45 | PNTRM1110 | 1 gal. Speed-Wall Semi-Gloss/Flat Interior Paint (Match color and finish) SKU #631369 | EA | 1 | 4 | 25.42 | Owner | Repair | No
Painting | Walls | PNTRL1105 | Minor Walls Touch Up | Minor Walls Touch Up - Match Paint as color may not be a ResiPro color - Minor Walls Touch Up (only up to 1 gallon) | EA | 6 | 45 | PNTRM1106 | 1 gal. Speed-Wall Semi-Gloss/Flat Interior Paint (Match color and finish) SKU #631369 | EA | 1 | 1 | 25.42 | Owner | Repair | No
Painting | Walls | PNTRL1073 | Mist Match Painting | Mist Match Painting - Mist Match - Do a color match to the existing paint of the walls. Check all walls with sample to make sure they are all the same shade and color. Then use a sprayer to paint and blend all the walls that have marks or damage on them. Fade in using a wide fan tip. While still wet, wipe down all the baseboard with a wet rag to leave a nice line.This also includes small drywall repairs that can be done with 5 minute durabond and some light sanding as needed. | SF | 0.38 | 45 | PNTRM1074 | Paint as needed | SF | 0.001 | 1 | 35 | Owner | Repair | No
Painting | Walls | PNTRL1075 | Mist Match Painting (lite) | Mist Match Painting (lite) - Mist Match (Light) - Do a color match to the existing paint of the walls on 50% of the walls throughout the house. This not for all the walls as some are good to go as is. Check all walls with sample to make sure they are all the same shade and color. Then use a sprayer to paint and blend all the walls that have marks or damage on them. Fade in using a wide fan tip. While still wet, wipe down all the baseboard with a wet rag to leave a nice line.This also includes small drywall repairs that can be done with 5 minute durabond and some light sanding as needed. | SF | 0.228 | 45 | PNTRM1076 | Paint as needed | SF | 0.001 | 1 | 20 | Owner | Repair | No
Painting | Walls | PNTRL1127 | Paint Touch Ups | Paint Touch Ups - Touch Up Paint - Match Paint as color may not be a ResiPro color - Should not be more than a total of 5SF per wall. Blend to match as best as possible. Spotted and cheetah print walls will be failed. Please have the color matched at a paint store and do a blended paint touch up | EA | 0.75 | 45 | PNTRM1128 | Touch up paint to match | EA | 1 | 1 | 5 | Owner | Repair | No
Painting | Walls | PNTRL1083 | Primer For Color Change SF | Primer For Color Change SF - Primer for color change | SF | 0.5 | 45 | PNTRM1084 | ALL PURPOSE 1 Gal. White Interior/Exterior Multi-Surface Primer, Sealer, and Stain Blocker - Tintable | SF | 0.018 | 1 | 26.42 | Owner | Repair | No
Painting | Walls | PNTRL1125 | Touch Up Paint 5SF | Touch Up Paint 5SF - Touch Up Paint (includes filling in small nail holes as needed- Match Paint as color may not be a ResiPro color - Should not be more than a total of 5SF per wall. Blend to match as best as possible | EA | 0.75 | 45 | PNTRM1126 | Touch up paint to match | EA | 1 | 1 | 10 | Owner | Repair | No
Painting | Walls | PNTRL1079 | Walls and Trim (whole house) | Walls and Trim (whole house) - Paint Whole House to include walls, trim and doors (not accent walls or colors painted by tenant). This includes walls, trim and doors. Walls should be Sherwin Williams ProMar 200 EGG SHELL SW7631 City Loft. Even if walls are Flat, paint these walls with Egg Shell (Discounts apply if you are set up through our account via the Vendor Resource Page). This includes walls, (SWPM 200 ZERO EGG-SHEL) and Trim / Doors with SWPM 200 ZERO SEMI - GLOSS) Not Ceilings | SF | 1.05 | 45 | PNTRM1080 | 5 gal. Speedwall White Flat Interior Latex Paint (and Semi-Gloss White) | SF | 0.003 | 1 | 70 | Owner | Repair | No
Painting | Walls | PNTRL1077 | Walls Only (whole house) | Walls Only (whole house) - Paint Interior Walls Only (by the SF Flat Rate) All Walls should be Sherwin Williams ProMar 200 EGG SHELL SW7631 City Loft. Even if walls are Flat, paint these walls with Egg Shell (Discounts apply if you are set up through our account via the Vendor Resource Page) This is for walls only (SWPM 200 ZERO EG - SHELL) | SF | 0.85 | 45 | PNTRM1078 | 5 gal. Speedwall White Flat Interior Latex Paint | SF | 0.003 | 1 | 60 | Owner | Repair | No
Painting | Walls | PNTRL1081 | Walls, Trim and Ceilings (whole house) | Walls, Trim and Ceilings (whole house) - Paint Whole House to include ceilings, walls, trim and doors (not accent walls or colors painted by tenant).Walls should be Sherwin Williams ProMar 200 EGG SHELL SW7631 City Loft. Even if walls are Flat, paint these walls with Egg Shell (Discounts apply if you are set up through our account via the Vendor Resource Page) This includes walls, ceiling, trim and doors | SF | 1.15 | 45 | PNTRM1082 | 5 gal. Speedwall White Flat Interior Latex Paint (and Semi-Gloss White) | SF | 0.0036 | 1 | 80 | Owner | Repair | No
Painting | Walls | PNTRL1123 | Whole Room Paint | Whole Room Paint - Paint Whole Room to include walls, trim and doors (not accent walls or colors painted by tenant). This includes walls, trim and doors. Walls should be Sherwin Williams ProMar 200 EGG SHELL SW7631 City Loft. Even if walls are Flat, paint these walls with Egg Shell (Discounts apply if you are set up through our account via the Vendor Resource Page). This includes walls, (SWPM 200 ZERO EGG-SHEL) and Trim / Doors with SWPM 200 ZERO SEMI - GLOSS) Not Ceilings | SF | 0.023 | 45 | PNTRM1124 | 5 gal. Speedwall White Flat Interior Latex Paint (and Semi-Gloss White) | SF | 0.0031 | 1 | 25 | Owner | Repair | No
Painting | Wash/Wipe Walls | PNTRL1133 | Room Walls Scuff Wipe | Room Walls Scuff Wipe - Wipe off scuffs on all walls in the room, as needed with Zep's Foaming Wall Cleaner and a Microfiber rag | EA | 0.42 | 45 | PNTRM1134 | Zep's Foaming Wall Cleaner | EA | 1 | 1 | 3 | Owner | Repair | No
Painting | Wash/Wipe Walls | PNTRL1135 | Walls Scuff Wipe | Walls Scuff Wipe - Wipe off scuffs on all walls throughout the whole house, as needed with Zep's Foaming Wall Cleaner and a Microfiber rag | EA | 2.4 | 45 | PNTRM1136 | Zep's Foaming Wall Cleaner | EA | 1 | 1 | 21 | Owner | Repair | No
Pest Control | Bid Item | PESTL9999 | Pest Control - Bid Item | Pest Control - Bid Item | EA | 1 | 45 | PESTM9998 | Bid Item | EA | 1 | 1 | 1 | Owner | Repair | No
Pest Control | Bugs | PESTL1003 | Bug Spray Treatment Flat Rate | Bug Spray Treatment Flat Rate - Flat Rate Fee - Treat the property with a bug spray. This is only a 1 time service call and NOT a recurring service | EA | 0 | 45 | PESTM1004 | Flat Fee | EA | 1 | 1 | 353.1 | Owner | Repair | No
Pest Control | Bugs | PESTL1005 | House Bomb Before Cleaning | House Bomb Before Cleaning - Set up and bomb house before final cleaning is done (each qty pays for 3pk bomb set) | EA | 0.33 | 45 | PESTM1006 | No-Mess Insect Fogger Aerosol with Odor Neutralizer (3-Count) SKU #319499 | EA | 1 | 1 | 17.5 | Owner | Repair | No
Pest Control | Bugs | PESTL1007 | Pest Control Coordination Fee | Pest Control Coordination Fee - Coordination fee to hire professional Pest control company | EA | 1 | 45 | PESTM1008 | Fees to pay for local pest control company to treat house | EA | 1 | 1 | 267.5 | Owner | Repair | No
Pest Control | Wasp | PESTL1009 | Wasp Nest Removal | Wasp Nest Removal - Spray and remove Wasp/Bee/Hornets nest from property | EA | 0.33 | 45 | PESTM1010 | Instant Action 10 oz. Aerosol Wasp, Hornet and Yellow Jacket Stinging Insect Killer SKU #1003091867 | EA | 1 | 1 | 9.5 | Owner | Repair | No
Plumbing | Bid Item | PLMBL9999 | Plumbing - Bid Item | Plumbing - Bid Item | EA | 1 | 45 | PLMBM9998 | Bid Item | EA | 1 | 1 | 1 | Owner | Repair | No
Plumbing | Cap Line | PLMBL1043 | Water Line Cap | Water Line Cap - Clean and cap water line with Shark Bite | EA | 0.1 | 45 | PLMBM1044 | 3/4 in. Push-to-Connect Copper End Stop Fitting (check size of line) SKU #1000542167 | EA | 1 | 1 | 5.88 | Owner | Repair | No
Plumbing | Clean Out | PLMBL1025 | Clean Out Vent Pipe | Clean Out Vent Pipe - Excavation - Install new vent pipe on the Main LIne for the new clean out to be installed. | EA | 1 | 45 | PLMBM1026 | 4 in. DWV PVC Comb Wye and 1/8 Bend SKU #905668 | EA | 1 | 1 | 22.97 | Owner | Repair | No
Plumbing | Clean Out | PLMBL1023 | Replace Clean Out Plug | Replace Clean Out Plug - Replace/Install new plug/cap on the clean out to close up the sewer line | EA | 0.2 | 45 | PLMBM1024 | 4 in. PVC DWV MIPT Cleanout Plug (check the size of the cap needed as it might not be a 4" cap) SKU #189308 | EA | 1 | 1 | 5.26 | Owner | Replace | No
Plumbing | Diagnostic | PLMBL1027 | Plumbing Issues Troubleshoot Diagnose | Plumbing Issues Troubleshoot Diagnose - Troubleshoot and Diagnose unknown plumbing issues as needed for repair. This is for drain issues, breaks in water lines, water pressure issues and toilet repairs | EA | 0 | 45 | N/A | N/A - Labor Only Line Item | EA | 0 | 0 | 0 | Owner | Repair | Yes
Plumbing | Drain Clog | PLMBL1021 | Drain Line Camera Inspection | Drain Line Camera Inspection - Send camera down the drains for inspecting the drain lines. If any issue is found, the video of this needs to be emailed to the coordinator. This is only if there was no other work tasked or assigned. | EA | 1 | 45 | PLMBM1022 | Camera Charge | EA | 1 | 1 | 100 | Owner | Repair | No
Plumbing | Drain Clog | PLMBL1163 | Kitchen Sink Drain Unclog | Kitchen Sink Drain Unclog - Unclog and clear the drain line of the kitchen sink so it drains properly. Use hand snake and chemicals as needed | EA | 0.75 | 45 | PLMBM1164 | 17 oz. Industrial Strength Urgent Clear Clog Remover and Drain Cleaner SKU #1002051199 | EA | 1 | 0.15 | 7.03 | Owner | Repair | No
Plumbing | Drain Clog | PLMBL1165 | Tub Shower Drain Unclog | Tub Shower Drain Unclog - Unclog and clear the tub/shower drain so it drains properly. Use hand snake and chemicals as needed | EA | 0.75 | 45 | PLMBM1166 | 17 oz. Industrial Strength Urgent Clear Clog Remover and Drain Cleaner SKU #1002051199 | EA | 1 | 0.15 | 7.03 | Owner | Repair | No
Plumbing | Drain Pipes | PLMBL1031 | Replace Leaking 90 45 Elbow Ceiling | Replace Leaking 90 45 Elbow Ceiling - Replace leaking 90 or 45 elbow connection in the ceiling of the house. | EA | 2 | 45 | PLMBM1032 | 4 in. PVC Sewer and Drain 90° Hub x Hub Elbow SKU #225553 | EA | 1 | 1 | 3.6 | Owner | Replace | No
Plumbing | Gas Line | PLMBL1041 | Cap Gas Lines | Cap Gas Lines - Cap Gas Lines | EA | 0.5 | 45 | PLMBM1042 | 1/2 in. Black Malleable Iron Cap SKU #103772 | EA | 1 | 1 | 2.37 | Owner | Repair | No
Plumbing | Gas Line | PLMBL1037 | Replace Gas Line Shutoff | Replace Gas Line Shutoff - Replace/Install new Gas Line Shutoff valve | EA | 0.65 | 45 | PLMBM1038 | 5/8 in. Flare x 3/4 in. Brass FIP Angle Gas Ball Valve SKU #1005251854 | EA | 1 | 1 | 18.84 | Owner | Replace | No
Plumbing | Gas Line | PLMBL1039 | Replace Gas Regulator Water Heater | Replace Gas Regulator Water Heater - Replace/Install new Gas Regulator Valve on the water heater | EA | 2 | 45 | PLMBM1040 | Gas Pressure Regulator | EA | 1 | 1 | 140.28 | Owner | Replace | No
Plumbing | Hose Bibb | PLMBL1051 | Replace Exterior Hose Bibb | Replace Exterior Hose Bibb - Install/Replace Exterior Wall Mounted Hose Bibb | EA | 1.5 | 45 | PLMBM1052 | 10 in. Full turn frost proof wall hydrant, 1/2 in. MIP x 1/2 in. SWT | EA | 1 | 1 | 59.06 | Owner | Replace | No
Plumbing | Hydro Jetting | PLMBL1053 | Main Sewer Line Hydro Jet | Main Sewer Line Hydro Jet - Unclog a line - Unclog Main Sewer Line (Up to the City Line) Using a Hydro Jet Machine as needed | EA | 4 | 45 | N/A | N/A - Labor Only Line Item | EA | 0 | 0 | 0 | Owner | Repair | Yes
Plumbing | Inspection | PLMBL1057 | Plumbing Inspection Secure Lines | Plumbing Inspection Secure Lines - Plumbing inspection, secure all water lines and clear all sink and tub and drains | EA | 1 | 45 | N/A | N/A - Labor Only Line Item | EA | 0 | 0 | 0 | Owner | Repair | Yes
Plumbing | Inspection | PLMBL1059 | Plumbing Pressure House Test | Plumbing Pressure House Test - Test the plumbing pressure of the house (MUST take a picture of the gauge and reading) | EA | 0.25 | 45 | N/A | N/A - Labor Only Line Item | EA | 0 | 0 | 0 | Owner | Repair | Yes
Plumbing | Inspection | PLMBL1055 | Valves Open Close Inspection | Valves Open Close Inspection - Open and close all valves, check for any irregularities, ensuring that it meets the correct standard and that there are no code violations or leaks in the property | EA | 1 | 45 | N/A | N/A - Labor Only Line Item | EA | 0 | 0 | 0 | Owner | Repair | Yes
Plumbing | Insulation | PLMBL1061 | Replace Pipe Insulation LF | Replace Pipe Insulation LF - Replace/Install new pipe insulation around copper or exposed pipe. Extra labor may be needed if the pipes are in a nuance area like the attic or in a crawlspace (6ft minimum) | LF | 0.0833 | 45 | PLMBM1062 | 3/4 in. x 3 ft. Foam Pre-Slit Pipe Insulation (4-Pack) SKU #1000050449 (width of pipe may vary) | LF | 0.0833 | 1 | 6.76 | Owner | Replace | No
Plumbing | Irrigation | PLMBL1003 | Backflow Preventer | Backflow Preventer - Remove damaged backflow preventer and Install new, solder in, and set as needed | EA | 2 | 45 | PLMBM1004 | 3/4 in. Bronze Double Check Valve Backflow Preventer | EA | 1 | 1 | 344.54 | Owner | Repair | No
Plumbing | Irrigation | PLMBL1019 | Irrigation Flush | Irrigation Flush - Flush out the irrigation system to clean out all the dirt, mud and debris from lines before repairs are made | EA | 1.6 | 45 | PLMBM1020 | Chemical flushing solvent | EA | 1 | 1 | 14.61 | Owner | Repair | No
Plumbing | Irrigation | PLMBL1085 | Irrigation Timer Program | Irrigation Timer Program - Program / Reprogram Irrigation Timer on the house to the local typical times and days | EA | 1.25 | 45 | N/A | N/A - Labor Only Line Item | EA | 0 | 0 | 0 | Owner | Repair | Yes
Plumbing | Irrigation | PLMBL1017 | Replace Sprinkler Head Replace | Replace Sprinkler Head Replace - Dig out around the damaged sprinkler head, remove the damaged and Install a new head. Gluen and test. Replace dirt that was removed (does not include washed away dirt. Only what was removed to make repair) | EA | 2.5 | 45 | PLMBM1018 | Maxi-Paw Pop-Up Impact Sprinkler, and glue/PVC/Piping as needed (material may vary based on type and size) | EA | 1 | 1 | 27.02 | Owner | Replace | No
Plumbing | Main Line and Excavation | PLMBL1075 | Main Line | Main Line - Repair leak by removing dirt at the broken area, cutting damaged area, Install a coupling, glue and back fill dirt that was removed | EA | 2.5 | 45 | PLMBM1076 | Misc plumbing parts to repair the broken or leaking area | EA | 1 | 1 | 27.02 | Owner | Repair | No
Plumbing | Main Line and Excavation | PLMBL1077 | Replace Main Line Replacement (up to 10 ft) | Replace Main Line Replacement (up to 10 ft) - Main Line Replacement (up to 10 ft) - Excavation - After Excavation is complete, remove old line and replace the main line with new PVC main. Excavation - Once the Main Line is ran, Install couplings to the lines to tie into the old plumbing. Includes tieing to old clean out. If new clean out is needed, additional line item needs to be added (excavation and backfill are not included) - - Vendor 1 - Tenant Charged 0% | EA | 8 | 45 | PLMBM1078 | 4 in. x 10 ft. PVC D2729 Sewer and Drain Pipe SKU #136293 | EA | 1 | 1 | 54.27 | Owner | Replace | No
Plumbing | Main Line and Excavation | PLMBL1079 | Replace Main Line Replacement (up to 20 ft) | Replace Main Line Replacement (up to 20 ft) - Main Line Replacement (up to 20 ft) - Excavation - After Excavation is complete, remove old line and replace the main line with new PVC main. Excavation - Once the Main Line is ran, Install couplings to the lines to tie into the old plumbing. Includes tieing to old clean out. If new clean out is needed, additional line item needs to be added (excavation and backfill are not included) - - Vendor 1 - Tenant Charged 0% | EA | 14 | 45 | PLMBM1080 | 4 in. x 10 ft. PVC D2729 Sewer and Drain Pipe SKU #136293 | EA | 1 | 2 | 54.27 | Owner | Replace | No
Plumbing | Main Line and Excavation | PLMBL1081 | Replace Main Line Replacement (up to 30 ft) | Replace Main Line Replacement (up to 30 ft) - Main Line Replacement (up to 30 ft) - Excavation - After Excavation is complete, remove old line and replace the main line with new PVC main. Excavation - Once the Main Line is ran, Install couplings to the lines to tie into the old plumbing. Includes tieing to old clean out. If new clean out is needed, additional line item needs to be added (excavation and backfill are not included) - - Vendor 1 - Tenant Charged 0% | EA | 20 | 45 | PLMBM1082 | 4 in. x 10 ft. PVC D2729 Sewer and Drain Pipe SKU #136293 | EA | 1 | 3 | 54.27 | Owner | Replace | No
Plumbing | Main Line and Excavation | PLMBL1083 | Replace Main Line Replacement (up to 40 ft) | Replace Main Line Replacement (up to 40 ft) - Main Line Replacement (up to 40 ft) - Excavation - After Excavation is complete, remove old line and replace the main line with new PVC main. Excavation - Once the Main Line is ran, Install couplings to the lines to tie into the old plumbing. Includes tieing to old clean out. If new clean out is needed, additional line item needs to be added (excavation and backfill are not included) - - Vendor 1 - Tenant Charged 0% | EA | 25 | 45 | PLMBM1084 | 4 in. x 10 ft. PVC D2729 Sewer and Drain Pipe SKU #136293 | EA | 1 | 2 | 54.27 | Owner | Replace | No
Plumbing | Pressure Regulator Valve (PRV) | PLMBL1087 | Replace Pressure Regulator | Replace Pressure Regulator - Replace/Install new Pressure Regulator and set PSI to a safe setting (45-65) | EA | 1.25 | 45 | PLMBM1088 | 3/4 in. Push-to-Connect Bronze EB-45 Direct Pressure Regulator Valve SKU #1001001682 | EA | 1 | 1 | 73.98 | Owner | Replace | No
Plumbing | Shut Off Valve | PLMBL1089 | Replace Ball Valve Shutoff | Replace Ball Valve Shutoff - Install/Replace Ball Valve (shut off up to 3/4) | EA | 0.5 | 45 | PLMBM1090 | 3/4 in. Lead Free Brass Threaded FIP x FIP Ball Valve SKU #869637 | EA | 1 | 1 | 21.61 | Owner | Replace | No
Plumbing | Shut Off Valve | PLMBL1091 | Replace Gate Valve Shutoff | Replace Gate Valve Shutoff - Install/Replace gate valve (up to 3/4) | EA | 0.5 | 45 | PLMBM1092 | 3/4 in. x 3/4 in. Brass FPT Compact-Pattern Threaded Gate Valve | EA | 1 | 1 | 13.54 | Owner | Replace | No
Plumbing | Shut Off Valve | PLMBL1093 | Replace Sprinkler Shutoff Valve | Replace Sprinkler Shutoff Valve - Install/Replace Shut off valve to the sprinkler system (shut off up to 3/4) | EA | 0.5 | 45 | PLMBM1094 | 3/4 in. Lead Free Brass Threaded FIP x FIP Ball Valve SKU #869637 | EA | 1 | 1 | 21.61 | Owner | Replace | No
Plumbing | Sink/Faucet | PLMBL1161 | Bathroom Sink Drain Unclog | Bathroom Sink Drain Unclog - Unclog and clear the drain line of the Bathroom sink so it drains properly. Use hand snake and chemicals as needed | EA | 0.5 | 45 | PLMBM1162 | 17 oz. Industrial Strength Urgent Clear Clog Remover and Drain Cleaner SKU #1002051199 | EA | 1 | 0.15 | 7.03 | Owner | Repair | No
Plumbing | Sink/Faucet | PLMBL1035 | Faucet Fixture Mounting Tighten | Faucet Fixture Mounting Tighten - Tighten up mounting mechanism to secure faucet or fixture. | EA | 0.5 | 45 | N/A | N/A - Labor Only Line Item | EA | 0 | 0 | 0 | Owner | Repair | Yes
Plumbing | Sink/Faucet | PLMBL1033 | Faucet Leaky | Faucet Leaky - Repair Leaky Faucet | EA | 0.7 | 45 | PLMBM1034 | Repair Kit for Delta and Peerless Faucets SKU #1000393533 | EA | 1 | 1 | 12.7 | Owner | Repair | No
Plumbing | Sink/Faucet | PLMBL1045 | Faucet Reset | Faucet Reset - Detach existing faucet and then Reset (does NOT include new Supply Lines) | EA | 0.45 | 45 | N/A | N/A - Labor Only Line Item | EA | 0 | 0 | 0 | Owner | Repair | Yes
Plumbing | Sink/Faucet | PLMBL1001 | Replace Angle Stop | Replace Angle Stop - Replace/Install new angle stop (shutoff valve for interior fixture) Turn on the faucet to make sure there is good pressure and take picture of this | EA | 0.2 | 45 | PLMBM1002 | 1/2 in. Nominal Compression Inlet x 3/8 in. O.D. Compression Outlet Multi-Turn Angle Valve SKU #235674 | EA | 1 | 1 | 11.12 | Owner | Replace | No
Plumbing | Sink/Faucet | PLMBL1069 | Replace Double Drain Connector | Replace Double Drain Connector - Replace/Install a double Drain connector for the kitchen sink | EA | 0.35 | 45 | PLMBM1070 | 1-1/2 in. White Plastic Slip-Joint Sink Drain Center Outlet Waste SKU #1000050132 | EA | 1 | 1 | 9.05 | Owner | Replace | No
Plumbing | Sink/Faucet | PLMBL1063 | Replace Drop-In Kitchen Sink | Replace Drop-In Kitchen Sink - Install/Replace new Drop-in Kitchen Sink (double bowl, 4 hole) | EA | 1.25 | 45 | PLMBM1064 | Drop-In Stainless Steel 33 in. 4-Hole Double Bowl Kitchen Sink SKU #622291 | EA | 1 | 1 | 98.83 | Owner | Replace | No
Plumbing | Sink/Faucet | PLMBL1065 | Replace Drop-In Oval Sink | Replace Drop-In Oval Sink - Install/Replace new Drop-in oval sink. (does not include faucet reset) Does include resetting existing Drain assembly but not if a new one is needed | EA | 1.25 | 45 | PLMBM1066 | Aragon Self-Rimming Drop-In Bathroom Sink in White SKU #462071 | EA | 1 | 1 | 57.59 | Owner | Replace | No
Plumbing | Sink/Faucet | PLMBL1073 | Replace Kitchen Faucet | Replace Kitchen Faucet - Replace/Install new Kitchen Faucet (3 hole with flex head sprayer) | EA | 1.25 | 45 | PLMBM1074 | McKenna Single-Handle Pull-Down Sprayer Kitchen Faucet in Stainless Steel with TurboSpray and FastMount SKU #1005604255 | EA | 1 | 1 | 125.7 | Owner | Replace | No
Plumbing | Sink/Faucet | PLMBL1067 | Replace Kitchen Sink Strainer | Replace Kitchen Sink Strainer - Install/Replace new Strainer basket(s) on the kitchen sink (1 qty = 1 basket. Put 2 QTY for both if needed) | EA | 0.2 | 45 | PLMBM1068 | 3.5 in. Kitchen Sink Drain with Removable Basket Strainer and Rubber Stopper (Putty and Misc parts are included in material cost) | EA | 1 | 1 | 30.5 | Owner | Replace | No
Plumbing | Sink/Faucet | PLMBL1071 | Replace Mini Vent Studor Valve | Replace Mini Vent Studor Valve - Replace/Install a Mini Vent/Studor Valve in the kitchen | EA | 0.75 | 45 | PLMBM1072 | 1-1/2 in. or 2 in. PVC Mini Vent Adapter SKU #509778 (material cost includes Tee and Tail price) | EA | 1 | 1 | 45.18 | Owner | Replace | No
Plumbing | Sink/Faucet | PLMBL1009 | Replace Pedestal Sink | Replace Pedestal Sink - Replace/Install Pedestal Sink (faucet NOT included) | EA | 1 | 45 | PLMBM1010 | Shelburne 20 in. Pedestal Sink Basin in White SKU #779190 | EA | 1 | 1 | 115 | Owner | Replace | No
Plumbing | Sink/Faucet | PLMBL1005 | Replace Sink Pop-Up Stopper | Replace Sink Pop-Up Stopper - Replace/Install new sink Pop-Up Stopper | EA | 0.25 | 45 | PLMBM1006 | Universal 4-1/2 in. Pop-Up Stopper in Chrome SKU #573635 | EA | 1 | 1 | 11.03 | Owner | Replace | No
Plumbing | Sink/Faucet | PLMBL1007 | Replace Sink Stop Drain | Replace Sink Stop Drain - Replace/Install new Sink Stop and drain assembly | EA | 0.5 | 45 | PLMBM1008 | 1-1/4 in. Plastic Sink Drain Pop-Up Drain Assembly in Chrome Finish SKU #1000050641 | EA | 1 | 1 | 10.8 | Owner | Replace | No
Plumbing | Sink/Faucet | PLMBL1095 | Replace Sink Trap (P-trap) | Replace Sink Trap (P-trap) - Replace/Install new P-trap to the drain system of the faucet (If for a kitchen, add Double Drain Connector). Once replaced, take pictures of this to show there is no leaking in the pipes under the sink. If there is damage to the sink base bottom, let the coordinator know. | EA | 0.75 | 45 | PLMBM1096 | 1-1/2 in. White Plastic Sink Drain P-Trap with Reversible J-Bend SKU #1000050138 | EA | 1 | 1 | 7.8 | Owner | Replace | No
Plumbing | Sink/Faucet | PLMBL1111 | Replace Supply Lines Braided | Replace Supply Lines Braided - Replace/Install supply lines w/braided stainless steel (single line) | EA | 0.1 | 45 | PLMBM1112 | 3/8 in. Compression x 1/2 in. FIP x 20 in. Braided Polymer Faucet Connector SKU #405183 | EA | 1 | 1 | 8.45 | Owner | Replace | No
Plumbing | Sink/Faucet | PLMBL1011 | Replace Vanity Faucet 4 Spread | Replace Vanity Faucet 4 Spread - Replace/Install Vanity Faucet 4" Spread (supply lines and Drain assembly NOT included) | EA | 0.75 | 45 | PLMBM1012 | Constructor 4 in. Centerset 2-Handle Low-Arc Bathroom Faucet in Brushed Nickel SKU #195157 | EA | 1 | 1 | 44.3 | Owner | Replace | No
Plumbing | Sink/Faucet | PLMBL1013 | Replace Vanity Faucet 8 Spread | Replace Vanity Faucet 8 Spread - Replace/Install Vanity Faucet 8" Spread | EA | 0.8 | 45 | PLMBM1014 | Builders 8 in. Widespread 2-Handle High-Arc Bathroom Faucet in Brushed Nickel SKU #1000707863 | EA | 1 | 1 | 109.51 | Owner | Replace | No
Plumbing | Sink/Faucet | PLMBL1047 | Sink Reset | Sink Reset - Detach existing Sink and then Reset (does NOT include new P Trap) | EA | 0.65 | 45 | PLMBM1048 | No material needed | EA | 1 | 1 | 0 | Owner | Repair | No
Plumbing | Snaking | PLMBL1099 | Snake Main Drain | Snake Main Drain - Snake the Main Drain of the House till it is unclogged and the plumbing is draining properly.. If it is known that this is going to take more time, please submit an estimate and explanation of the time needed to make the proper repair. Call the coordinator on site so we can see what we can do about doing an on - site approval. | EA | 5 | 45 | N/A | N/A - Labor Only Line Item | EA | 0 | 0 | 0 | Owner | Repair | Yes
Plumbing | Snaking | PLMBL1097 | Snake Main Drain Via Toilet | Snake Main Drain Via Toilet - Remove toilet and Snake Drain Line as needed and then Reset Toilet If it is known that this is going to take more time, please submit an estimate and explanation of the time needed to make the proper repair. Call the coordinator on site so we can see what we can do about doing an on - site approval. | EA | 2 | 45 | PLMBM1098 | 3 in. - 4 in. Extra Thick Toilet Wax Ring with Plastic Horn SKU #256416 | EA | 1 | 1 | 5.47 | Owner | Repair | No
Plumbing | Snaking | PLMBL1103 | Snake Toilet | Snake Toilet - Snake the toilet in the bathroom. Once done, please let the Coordinator know what was causing this clog..If it is known that this is going to take more time, please submit an estimate and explanation of the time needed to make the proper repair. Call the coordinator on site so we can see what we can do about doing an on - site approval. | EA | 1 | 45 | N/A | N/A - Labor Only Line Item | EA | 0 | 0 | 0 | Owner | Repair | Yes
Plumbing | Snaking | PLMBL1101 | Toilet Bathroom Snake | Toilet Bathroom Snake - Snake the toilet in the bathroom. Once done, please let the Coordinator know what was causing this clog | EA | 1 | 45 | N/A | N/A - Labor Only Line Item | EA | 0 | 0 | 0 | Owner | Repair | Yes
Plumbing | Sump Pump | PLMBL1107 | Replace Submersible Well Pump | Replace Submersible Well Pump - Replace/Install submersible well pump | EA | 3 | 45 | PLMBM1108 | 1 HP Submersible 2-Wire Motor 10 GPM Deep Well Potable Water Pump SKU #1001092483 | EA | 1 | 1 | 621.66 | Owner | Replace | No
Plumbing | Sump Pump | PLMBL1109 | Replace Sump Pump | Replace Sump Pump - Replace/Install Sump Pump (must have pictures of the new one in the box before being installed and then more once it is installed. | EA | 1.25 | 45 | PLMBM1110 | 3/4 HP Pro Snap Action Sump Pump SKU #1004032705 | EA | 1 | 1 | 283.08 | Owner | Replace | No
Plumbing | Sump Pump | PLMBL1105 | Replace Sump Pump Float Switch | Replace Sump Pump Float Switch - Replace/Install float switch for the Sump Pump | EA | 0.5 | 45 | PLMBM1106 | Vertical Float Switch for Sump Pumps SKU #1001098868 | EA | 1 | 1 | 52.32 | Owner | Replace | No
Plumbing | Toilet | PLMBL1121 | Replace Dual Push Flush Button | Replace Dual Push Flush Button - Replace dual push flushing button and connect to existing flush mechanism | EA | 0.33 | 45 | PLMBM1122 | Replacement Dual Flush Push Buttons for Glacier Bay Toilets | EA | 1 | 1 | 16 | Owner | Replace | No
Plumbing | Toilet | PLMBL1117 | Replace Fill Valve Flapper | Replace Fill Valve Flapper - Replace/Install new Fill Valve and Flapper repair kit | EA | 0.65 | 45 | PLMBM1118 | QuietFILL Platinum Complete Universal Toilet Repair Kit SKU #1002520946 | EA | 1 | 1 | 31.04 | Owner | Replace | No
Plumbing | Toilet | PLMBL1125 | Replace Flange Repair Kit | Replace Flange Repair Kit - Replace/Install new flange repair kit on the existing flange (includes the detaching and resetting of the toilet) | EA | 2 | 45 | PLMBM1126 | HydroSeat Toilet Flange Repair SKU #1000041185 | EA | 1 | 1 | 29.47 | Owner | Replace | No
Plumbing | Toilet | PLMBL1127 | Replace Tank Gasket Toilet | Replace Tank Gasket Toilet - Replace/Install new gasket between the toilet and tank | EA | 0.75 | 45 | PLMBM1128 | Triangle Tank Gasket with Bolts for Most 2-Piece Toilets SKU #510949 | EA | 1 | 1 | 19.17 | Owner | Replace | No
Plumbing | Toilet | PLMBL1131 | Replace Toilet | Replace Toilet - Replace/Install new Toilet (includes new wax ring and toilet seat) | EA | 2.85 | 45 | PLMBM1132 | 2-piece 1.1 GPF/1.6 GPF High Efficiency Dual Flush Complete Elongated Toilet in White, Seat Included SKU #215583 | EA | 1 | 1 | 122.24 | Owner | Replace | No
Plumbing | Toilet | PLMBL1123 | Replace Toilet Flange | Replace Toilet Flange - Replace/Install new flange (Includes detaching and resetting the existing toilet) | EA | 2.5 | 45 | PLMBM1124 | 3 - 4 in. PVC Open Toilet Flange SKU #100330838 | EA | 1 | 1 | 25 | Owner | Replace | No
Plumbing | Toilet | PLMBL1115 | Replace Toilet Flapper | Replace Toilet Flapper - Replace/Install a new flapper inside the toilet tank | EA | 0.5 | 45 | PLMBM1116 | 3 in. Premium Universal Toilet Tank Flapper SKU #294785 | EA | 1 | 1 | 17.69 | Owner | Replace | No
Plumbing | Toilet | PLMBL1129 | Replace Toilet Lever Handle | Replace Toilet Lever Handle - Replace/Install Toilet Lever / Handle, connect to the flushing mech to allow the handle to engage so the toilet flushes properly | EA | 0.25 | 45 | PLMBM1130 | Wellworth Trip Lever in Polished Chrome SKU #1000898811 | EA | 1 | 1 | 13.39 | Owner | Replace | No
Plumbing | Toilet | PLMBL1133 | Replace Toilet Seat | Replace Toilet Seat - Replace/Install Toilet Seat | EA | 0.25 | 45 | PLMBM1134 | Wellworth Elongated Closed Front Toilet Seat in White SKU #1004686351 | EA | 1 | 1 | 31.07 | Owner | Replace | No
Plumbing | Toilet | PLMBL1119 | Toilet Remove Reset Wax Ring | Toilet Remove Reset Wax Ring - Remove (if applicable) and then Re-Set Toilet with new Wax Ring. Flush to make sure it is not leaking from the base ... INCLUDES CAULKING | EA | 1 | 45 | PLMBM1120 | 3 in. - 4 in. Extra Thick Toilet Wax Ring with Plastic Horn SKU #256416 | EA | 1 | 1 | 5.47 | Owner | Repair | No
Plumbing | Toilet | PLMBL1113 | Toilet Seat Mounting Screws Tighten | Toilet Seat Mounting Screws Tighten - Tighten up mounting screws and bolts that are loose at the toilet seat, allowing it to move and shake too much. | EA | 0.2 | 45 | N/A | N/A - Labor Only Line Item | EA | 0 | 0 | 0 | Owner | Repair | Yes
Plumbing | Trip Charge | PLMBL1135 | Trip Charge Service Fee - HVAC | Trip Charge Service Fee - Trip Charge/Service Fee | EA | 1 | 45 | N/A | N/A - Labor Only Line Item | EA | 0 | 0 | 0 | Owner | Repair | Yes
Plumbing | Tub/Shower | PLMBL1143 | Faucet Cartridge | Faucet Cartridge - Remove existing cartridge in the faucet and Install a new one that matches the name brand and size as needed | EA | 0.75 | 45 | PLMBM1144 | Faucet Cartridge to match | EA | 1 | 1 | 64.2 | Owner | Repair | No
Plumbing | Tub/Shower | PLMBL1029 | Hot Shield Adjustment | Hot Shield Adjustment - Adjust temperature settings behind the handles of the shower / tub | EA | 0.45 | 45 | N/A | N/A - Labor Only Line Item | EA | 0 | 0 | 0 | Owner | Repair | Yes
Plumbing | Tub/Shower | PLMBL1147 | Replace Bathtub Drain Stop | Replace Bathtub Drain Stop - Replace/Install Bathtub Drain Stop | EA | 0.2 | 45 | PLMBM1148 | Rapid Fit 5/16 in. Tub Drain Stopper SKU #1000403058 | EA | 1 | 1 | 12.09 | Owner | Replace | No
Plumbing | Tub/Shower | PLMBL1149 | Replace Overflow Assembly | Replace Overflow Assembly - Replace/Install new Overflow assembly (includes gaskets, drain stop and overflow cover | EA | 1 | 45 | PLMBM1150 | Trip Lever 1-1/2 in. White Poly Pipe Bath Waste and Overflow Drain in Brushed Nickel SKU #213110 | EA | 1 | 1 | 48.73 | Owner | Replace | No
Plumbing | Tub/Shower | PLMBL1141 | Replace Overflow Gasket | Replace Overflow Gasket - Remove and replace overflow gasket and then re-Install existing overflow cover | EA | 0.35 | 45 | PLMBM1142 | Waste and Overflow Gasket SKU #684631 | EA | 1 | 1 | 5.78 | Owner | Replace | No
Plumbing | Tub/Shower | PLMBL1159 | Replace Shower Head | Replace Shower Head - Replace/Install Shower Head (neck not included) | EA | 0.2 | 45 | PLMBM1160 | 1-Spray 1.4 in. Single Wall Mount Fixed Shower Head in Chrome SKU #850572 | EA | 1 | 1 | 7.38 | Owner | Replace | No
Plumbing | Tub/Shower | PLMBL1137 | Replace Shower Head Arm | Replace Shower Head Arm - Install/Replace new shower head arm (not gooseneck, just typical 6 in elbow) | EA | 0.2 | 45 | PLMBM1138 | 6 in. Shower Arm in Chrome SKU #663433 | EA | 1 | 1 | 16.24 | Owner | Replace | No
Plumbing | Tub/Shower | PLMBL1145 | Replace Shower Head Lever No Spout | Replace Shower Head Lever No Spout - Replace Shower Head and Lever (stand up shower, no spout) | EA | 4 | 45 | PLMBM1146 | Foundations Single-Handle 1-Spray Shower Faucet in Chrome (Valve Included) SKU #1002840275 | EA | 1 | 1 | 125 | Owner | Replace | No
Plumbing | Tub/Shower | PLMBL1151 | Replace Shower Trim Valve Base | Replace Shower Trim Valve Base - Replace/Install new Shower Trim & Valve (Base grade) (does NOT include any drywall repairs or access panel installations) | EA | 4.5 | 45 | PLMBM1152 | Foundations Single-Handle 1-Spray Tub and Shower Faucet in Chrome (Valve Included) SKU #1002840261 | EA | 1 | 1 | 125 | Owner | Replace | No
Plumbing | Tub/Shower | PLMBL1153 | Replace Shower Trim Valve Std | Replace Shower Trim Valve Std - Replace/Install new Shower Trim & Valve (Standard grade) (does NOT include any drywall repairs or access panel installations) | EA | 4.5 | 45 | PLMBM1154 | Banbury Single-Handle 1-Spray 1.75 GPM Tub and Shower Faucet with Valve in Spot Resist Brushed Nickel (Valve Included) SKU #1003227083 | EA | 1 | 1 | 200 | Owner | Replace | No
Plumbing | Tub/Shower | PLMBL1157 | Replace Tub Shower 2 Handle Valve | Replace Tub Shower 2 Handle Valve - Replace/Install new Tub/Shower 2 handles valve system (8 in center) (does NOT include new Knobs, any drywall repairs or access panel installations) | EA | 2 | 45 | PLMBM1158 | Wall-Mount 2-Handle Valve System for 8 in. Centers SKU #1001469587 | EA | 1 | 1 | 137 | Owner | Replace | No
Plumbing | Tub/Shower | PLMBL1155 | Replace Tub Shower Handle | Replace Tub Shower Handle - Replace/Install new tub or shower handle for hot or cold side (1 knob per qty) | EA | 0.5 | 45 | PLMBM1156 | Knob Handle in Clear for Delta Tub and Shower Faucets SKU #436117 (Material may vary and will need to be looked at to ensure the correct product is purchased) | EA | 1 | 1 | 15.54 | Owner | Replace | No
Plumbing | Tub/Shower | PLMBL1139 | Replace Tub Spout | Replace Tub Spout - Install/Replace new tub spout (does include any modification to existing pipe but not to add any copper) | EA | 0.5 | 45 | PLMBM1140 | 5 in. Bathroom Tub Spout with Front Diverter, Chrome SKU #695353 | EA | 1 | 1 | 25.47 | Owner | Replace | No
Plumbing | Tub/Shower | PLMBL1049 | Replace Tub Unit Framed | Replace Tub Unit Framed - Install new Tub Unit. Includes the labor to frame up supports, level and seal edges. Also includes all plumbing items to make it function properly Demo and shower surround are NOT included. | EA | 6 | 45 | PLMBM1050 | Classic 400 60 in. Right Drain Rectangular Alcove Bathtub in High Gloss White | EA | 1 | 1 | 425 | Owner | Replace | No
Plumbing | Washer Box | PLMBL1167 | Replace Washer Box Valves | Replace Washer Box Valves - Replace/Install new Washer Box with valves and Hammer Arrestors | EA | 1.25 | 45 | PLMBM1168 | 1/2 in. Brass Push-to-Connect x 3/4 in. Male Hose Thread Washing Machine Outlet Box with Water Hammer Arrestors SKU #1002375582 | EA | 1 | 1 | 81.59 | Owner | Replace | No
Plumbing | Washer Box | PLMBL1169 | Washer Box Lines Caps | Washer Box Lines Caps - Put caps on the washer box lines (1 qty for both caps) | EA | 0.07 | 45 | PLMBM1170 | 3/4 in. Threaded Hose Caps (2-Pack) SKU #333873 | EA | 1 | 1 | 2.18 | Owner | Repair | No
Plumbing | Water Heater | CLENL1049 | Gas Line Water Heater | Gas Line Water Heater - Install new Gas Line to the water heater | EA | 0.5 | 45 | CLENM1050 | 5 ft. Gas Dryer Connector Kit with Auto Shut Off SKU #1001475612 | EA | 1 | 1 | 46.87 | Owner | Repair | No
Plumbing | Water Heater | PLMBL1199 | Replace Electric 40 Gal Water Heater | Replace Electric 40 Gal Water Heater - Replace/Install Water Heater, Electric - 40 gal ... Includes Demolishing of old, a new Expansion Tank, connections and all misc plumbing supplies to connect | EA | 6.5 | 45 | PLMBM1200 | Performance 40 Gal. Medium 6 Year 4500/4500-Watt Elements Electric Tank Water Heater SKU #1001230839 | EA | 1 | 1 | 617.3 | Owner | Replace | No
Plumbing | Water Heater | PLMBL1201 | Replace Electric 50 Gal Water Heater | Replace Electric 50 Gal Water Heater - Replace/Install Water Heater, Electric - 50 gal ... Includes Demolishing of old, a new Expansion Tank, connections and all misc plumbing supplies to connect | EA | 6.5 | 45 | PLMBM1202 | Replace/Install Performance 50 gal. Medium 6-Year 4500/4500-Watt Elements Electric Tank Water Heater SKU #1001230842 | EA | 1 | 1 | 735 | Owner | Replace | No
Plumbing | Water Heater | PLMBL1203 | Replace Electric 55 Gal Water Heater | Replace Electric 55 Gal Water Heater - Replace/Install Water Heater, Electric - 55 gal with | EA | 6.5 | 45 | PLMBM1204 | Gladiator 55 Gal. Tall 12 Year 4500/4500-Watt Smart Electric Water Heater with Leak Detection and Auto Shutoff | EA | 1 | 1 | 1114.93 | Owner | Replace | No
Plumbing | Water Heater | PLMBL1207 | Replace Gas 40 Gal Power Vent Water Heater | Replace Gas 40 Gal Power Vent Water Heater - Replace/Install Water Heater, Gas - 40 gal with Power Vent ... Includes Demolishing of old, a new Expansion Tank, connections and all misc plumbing supplies to connect | EA | 6.5 | 45 | PLMBM1208 | Performance 40 Gal. Tall 6 Year 40,000 BTU Natural Gas Power Vent Tank Water SKU #1000109992 | EA | 1 | 1 | 1528 | Owner | Replace | No
Plumbing | Water Heater | PLMBL1205 | Replace Gas 40 Gal Water Heater | Replace Gas 40 Gal Water Heater - Replace/Install Water Heater, Gas - 40 gal ... Includes Demolishing of old, a new Expansion Tank, connections and all misc plumbing supplies to connect | EA | 6.5 | 45 | PLMBM1206 | Performance 40 Gal. Tall 6-Year 36,000 BTU Natural Gas Tank Water Heater SKU #1001231030 | EA | 1 | 1 | 758 | Owner | Replace | No
Plumbing | Water Heater | PLMBL1211 | Replace Gas 50 Gal Power Vent Water Heater | Replace Gas 50 Gal Power Vent Water Heater - Replace/Install Water Heater, Gas - 50 gal with Power Vent .. ... Includes Demolishing of old, a new Expansion Tank, connections and all misc plumbing supplies to connect | EA | 6.5 | 45 | PLMBM1212 | Performance 50 Gal. Short 6 Year 36,000 BTU Natural Gas Power Vent Tank Water Heater SKU #1004367816 | EA | 1 | 1 | 1655 | Owner | Replace | No
Plumbing | Water Heater | PLMBL1209 | Replace Gas 50 Gal Water Heater | Replace Gas 50 Gal Water Heater - Replace/Install Water Heater, Gas - 50 gal ... Includes Demolishing of old, a new Expansion Tank, connections and all misc plumbing supplies to connect | EA | 6.5 | 45 | PLMBM1210 | Performance 50 Gal. Tall 6 Year 38,000 BTU Natural Gas Tank Water Heater SKU #1001231028 | EA | 1 | 1 | 873 | Owner | Replace | No
Plumbing | Water Heater | PLMBL1175 | Replace Inspect Water Heater | Replace Inspect Water Heater - Inspect the water heater and diagnose the reason the hot water is not working properly. If this is a simple repair like resetting the breaker, disconnect, re-lighting or any other repair that would take less than an hour, do so. Otherwise, bid to make repair or replacement as needed. Please take pictures of the water heater, the connections, the pilot area and the label that will tell us the size, age and name brand when submitting estimate. If a replacement is needed instead of a repair, please a detailed reasoning why a repair will not suffice. | EA | 1 | 45 | N/A | N/A - Labor Only Line Item | EA | 0 | 0 | 0 | Owner | Replace | Yes
Plumbing | Water Heater | PLMBL1179 | Replace Pressure Relief Valve | Replace Pressure Relief Valve - Install/Replace pressure Relief Valve | EA | 0.85 | 45 | PLMBM1180 | 3/4 in. Relief Valve 125 psi (or PSI as needed) SKU #1005905393 | EA | 1 | 1 | 41.34 | Owner | Replace | No
Plumbing | Water Heater | PLMBL1177 | Replace Water Heater Anode Rod | Replace Water Heater Anode Rod - Install/Replace Anode Rod (up to 42" long). | EA | 1.5 | 45 | PLMBM1178 | 0.625 in. Diameter x 42 in. Long Aluminum Anode Rod for Water Heaters | EA | 1 | 1 | 51.68 | Owner | Replace | No
Plumbing | Water Heater | PLMBL1191 | Replace Water Heater Burner Assembly | Replace Water Heater Burner Assembly - Replace/Install new Water Heater Burner Assembly | EA | 1.25 | 45 | PLMBM1192 | Burner Assembly | EA | 1 | 1 | 115.76 | Owner | Replace | No
Plumbing | Water Heater | PLMBL1171 | Replace Water Heater Dielectric Nipple | Replace Water Heater Dielectric Nipple - Drain 2-3 gallons of water from the Water Heater and then Replace/Install new Dielectric Nipple Heat Trap on the water heater | EA | 1.25 | 45 | PLMBM1172 | Dielectric Nipple Heat Trap SKU #1000045409 | EA | 1 | 1 | 19.2 | Owner | Replace | No
Plumbing | Water Heater | PLMBL1193 | Replace Water Heater Drain Pan | Replace Water Heater Drain Pan - Replace/Install new Water Heater Drain Pan when installing the new water heater | EA | 0.25 | 45 | PLMBM1194 | 22 in. Aluminum Drain Pan SKU #1000045417 | EA | 1 | 1 | 23.7 | Owner | Replace | No
Plumbing | Water Heater | PLMBL1189 | Replace Water Heater Elements | Replace Water Heater Elements - Replace/Install new Upper and Lower element on the water heater | EA | 2 | 45 | PLMBM1190 | Upper and Lower Elements Thermostat for Residential Water Heaters | EA | 1 | 1 | 51.68 | Owner | Replace | No
Plumbing | Water Heater | PLMBL1183 | Replace Water Heater Expansion Tank | Replace Water Heater Expansion Tank - Replace/Install Expansion Tank on Water Heater | EA | 1.5 | 45 | PLMBM1184 | 2 gal. Thermal Expansion Tank SKU #1003064927 | EA | 1 | 1 | 50.28 | Owner | Replace | No
Plumbing | Water Heater | PLMBL1195 | Replace Water Heater Pressure Release Valve | Replace Water Heater Pressure Release Valve - Replace/Install pressure release valve on the water heater | EA | 0.85 | 45 | PLMBM1196 | 3/4 in. Bronze NCLX Temperature and Pressure Relief Valve with 1-1/4 in. Shank MNPT Inlet x FNPT Outlet SKU #1000046814 | EA | 1 | 1 | 25.1 | Owner | Replace | No
Plumbing | Water Heater | PLMBL1197 | Replace Water Heater Supply Lines | Replace Water Heater Supply Lines - Replace/Install Water Heater (2) Supply Lines (Flex) | EA | 0.25 | 45 | PLMBM1198 | Electric Water Heater Installation Kit SKU #1001569611 | EA | 1 | 1 | 39.99 | Owner | Replace | No
Plumbing | Water Heater | PLMBL1185 | Replace Water Heater Thermocouple | Replace Water Heater Thermocouple - Replace/Install new Thermocouple on the water heater | EA | 1.5 | 45 | PLMBM1186 | 24 in. Thermocouple SKU #1000045380 | EA | 1 | 1 | 20.51 | Owner | Replace | No
Plumbing | Water Heater | PLMBL1187 | Replace Water Heater Tune Up Kit | Replace Water Heater Tune Up Kit - Replace/Install new Tune Up Kit for the water heater, which includes upper and lower elements and upper and lower thermostats | EA | 2.5 | 45 | PLMBM1188 | Tune-Up Kit for Electric Water Heaters SKU #1001090473 | EA | 1 | 1 | 64.2 | Owner | Replace | No
Plumbing | Water Heater | PLMBL1213 | Short Boy Water Heater | Short Boy Water Heater - Water Heater, Short (Crawlspace) With 38 gal Short Boy ... Includes Demolishing of old, a new Expansion Tank, connections and all misc plumbing supplies to connect | EA | 7 | 45 | PLMBM1214 | Performance 38 Gal. Short 6 Year 4500/4500-Watt Elements Electric Tank Water Heater SKU #1001230821 | EA | 1 | 1 | 788.63 | Owner | Repair | No
Plumbing | Water Heater | PLMBL1181 | Water Heater Pan Disconnect Install | Water Heater Pan Disconnect Install - Disconnect the existing water heater and Install a new pan. Then reconnect all connections | EA | 2 | 45 | PLMBM1182 | 22 in. Aluminum Drain Pan SKU #1000045417 | EA | 1 | 1 | 23.7 | Owner | Repair | No
Plumbing | Water Heater | PLMBL1173 | Water Heater Removal | Water Heater Removal - Drain, disconnect and remove old water heater from the property | EA | 0.5 | 45 | PLMBM1174 | Dump Fee | EA | 1 | 1 | 25.68 | Owner | Repair | No
Plumbing | Water Heater | PLMBL1215 | Water Softener Line Remove Repipe | Water Softener Line Remove Repipe - Remove and re - pipe line to the water softener | EA | 1 | 45 | PLMBM1216 | Misc plumbing parts to close the loop on the piping | EA | 1 | 1 | 20.45 | Owner | Repair | No
Remediation | Air Moving | REMEL1001 | Air Scrubbers Overnight | Air Scrubbers Overnight - Set up air scrubbers and leave overnight | DAY | 1 | 45 | REMEM1002 | 1 day of air scrubber rental | DAY | 1 | 1 | 160 | Owner | Repair | No
Remediation | Bid Item | REMEL9999 | Remediation - Bid Item | Remediation - Bid Item | EA | 1 | 45 | REMEM9998 | Bid Item | EA | 1 | 1 | 1 | Owner | Repair | No
Remediation | Dehumidifier | REMEL1005 | Dehumidifier With Pump | Dehumidifier With Pump - Install Dehumidifier with pump | EA | 1 | 45 | REMEM1006 | 45 pt. Dehumidifier with Built-In Pump SKU 1004628097 | EA | 1 | 1 | 347.75 | Owner | Repair | No
Remediation | Radon Test | REMEL1007 | Radon Test Levels | Radon Test Levels - Radon test to see if the levels are safe or need a mitigation done | EA | 0 | 45 | REMEM1008 | Fees for test results | EA | 1 | 1 | 428 | Owner | Repair | No
Remediation | Water Extraction | REMEL1009 | Water Extraction | Water Extraction - Extract standing water from the house/basement and make sure to pump the water to a drain or a safe place outside the house and to the clean out or street drain. | HR | 1 | 45 | REMEM1010 | Submersible Pump 2" Rental | HR | 0.041 | 1 | 62.15 | Owner | Repair | No
Roofing | Bid Item | ROOFL9999 | Roofing - Bid Item | Roofing - Bid Item | EA | 1 | 45 | ROOFM9998 | Bid Item | EA | 1 | 1 | 1 | Owner | Repair | No
Roofing | Boiler Repair | ROOFL1003 | Cap Sheet Roll Roofing SF | Cap Sheet Roll Roofing SF - Install new Cap Sheet Roll Roofing for low pitched roof. Does not Include Felt or sheathing repairs. | SF | 0.015 | 45 | ROOFM1004 | Liberty 3 ft. x 34 ft. (100 sq. ft.) SBS Self-Adhering Cap Sheet Roll for Low Slope Roofing in Black SKU #561381 | SF | 0.01 | 1 | 128.52 | Owner | Repair | No
Roofing | Chimney | ROOFL1005 | Replace Chimney Cap 13x13 | Replace Chimney Cap 13x13 - Replace/Install chimney cap up to 13 in X 13 in stack | EA | 2 | 45 | ROOFM1006 | 13 in. x 13 in. Galvanized Steel Fixed Chimney Cap in Black | EA | 1 | 1 | 57.59 | Owner | Replace | No
Roofing | Chimney | ROOFL1007 | Replace Chimney Cap 17x35 | Replace Chimney Cap 17x35 - Replace/Install chimney cap up to 17 in X 35 in stack | EA | 2.25 | 45 | ROOFM1008 | 17 in. x 35 in. Fixed Stainless Steel Chimney Cap | EA | 1 | 1 | 220.41 | Owner | Replace | No
Roofing | Chimney | ROOFL1009 | Replace Chimney Cap 18x18 | Replace Chimney Cap 18x18 - Replace/Install chimney cap up to 18 in X 18 in stack | EA | 2 | 45 | ROOFM1010 | 18 in. x 18 in. Adjustable Stainless Steel Chimney Cap | EA | 1 | 1 | 156.88 | Owner | Replace | No
Roofing | Cleaning | ROOFL1011 | Debris Trash Can Clean Bin | Debris Trash Can Clean Bin - Remove Debris from the roof and then blow or sweep roof clean of any leaves or pine straw | EA | 1.5 | 45 | N/A | N/A - Labor Only Line Item | EA | 0 | 0 | 0 | Owner | Repair | Yes
Roofing | Decking | ROOFL1025 | OSB Roof Decking | OSB Roof Decking - Install new OSB Roof Decking (by the 4x8 board) (does NOT include demo) | EA | 0.35 | 45 | ROOFM1026 | 7/16 in. x 48 in. x 8ft. Oriented Strand Board SKU #386081 | EA | 1 | 1 | 48.41 | Owner | Repair | No
Roofing | Decking | ROOFL1013 | Replace Roof Decking Replacement | Replace Roof Decking Replacement - Replace/Install Roof Decking/Sheathing | SF | 0.04 | 45 | ROOFM1014 | 7/16 in. x 48 in. x 8ft. Oriented Strand Board SKU #386081 | SF | 0.0312 | 1 | 39.9 | Owner | Replace | No
Roofing | Decking | ROOFL1023 | Roof Decking Demo SF Min 32 | Roof Decking Demo SF Min 32 - Demo Roof Decking (By the SF with a 32 SF minimum) | SF | 0.01 | 45 | N/A | N/A - Labor Only Line Item | EA | 0 | 0 | 0 | Owner | Repair | Yes
Roofing | Felt | ROOFL1015 | Replace Felt Roof SF | Replace Felt Roof SF - Replace/Install new Felt on the roof | SF | 0.01 | 45 | ROOFM1016 | #30 216 sq. ft. Felt Roof Deck Protection SKU #0000258881 (Plastic capped roof tacks included in the material cost) | SF | 0.002 | 1 | 24.97 | Owner | Replace | No
Roofing | Felt | ROOFL1017 | Replace Ice Water Shield SF | Replace Ice Water Shield SF - Replace/Install new flex sealing ice and water shield before installing shingles | SF | 0.01 | 45 | ROOFM1018 | 225 sq. ft. WeatherLock Flex Flexible Self-Sealing Ice and Water Shield Leak Barrier Model #WLFL | SF | 0.0044 | 1 | 193.05 | Owner | Replace | No
Roofing | Flashing | ROOFL1019 | Replace Flashing Seal LF | Replace Flashing Seal LF - Replace/Install Flashing and seal to stop water intrusion from the roof | LF | 0.1 | 45 | ROOFM1020 | 4 in. x 4 in. x 10 ft. Galvanized Steel 90° L Flashing with Open Hem or style as needed SKU #203150 (cost for roofing sealant included in material price) | LF | 0.1 | 1 | 14.32 | Owner | Replace | No
Roofing | Flashing | ROOFL1021 | Replace Kick Out Flashing LF | Replace Kick Out Flashing LF - Replace/Install Kick Out Flashing and seal closure between the roof and exterior wall (does NOT including the siding removal and resetting) | LF | 0.1 | 45 | ROOFM1022 | 4 in. x 4 in. x 10 ft. Galvanized Steel 90° L Flashing with Open Hem or style as needed SKU #203150 (cost for roofing sealant included in material price) | LF | 0.1 | 1 | 14.32 | Owner | Replace | No
Roofing | Jack/Boots | ROOFL1027 | Roof Jack Cracks Gaps Patch | Roof Jack Cracks Gaps Patch - Patch cracks or gaps around the roof jack/pipe/boot to stop the water from continuing to allow water access | EA | 1.5 | 45 | ROOFM1028 | Henry 208R Rubberized Wet Patch Roof Cement Leak Repair â€“ 0.90 Gallon SKU #397111 | EA | 1 | 1 | 28.22 | Owner | Repair | No
Roofing | Repair by Bundle | ROOFL1029 | Replace Shingles Roof Up To 3 Bundles | Replace Shingles Roof Up To 3 Bundles - Replace shingles on the roof (up to 3 bundles), seal and dispose of all debris that is created | BND | 3.25 | 45 | ROOFM1030 | Timberline HDZ Weathered Wood Algae Resistant Laminated High Definition Shingles (33.33 sq. ft. per Bundle) (21-Pieces) SKU #1005067607 | BND | 1 | 1 | 43.78 | Owner | Replace | No
Roofing | Repair by Bundle | ROOFL1031 | Replace Shingles Roof Up To 6 Bundles | Replace Shingles Roof Up To 6 Bundles - Replace shingles on the roof (up to 6 bundles), seal and dispose of all debris that is created | BND | 2.75 | 45 | ROOFM1032 | Timberline HDZ Weathered Wood Algae Resistant Laminated High Definition Shingles (33.33 sq. ft. per Bundle) (21-Pieces) SKU #1005067607 | BND | 1 | 1 | 43.78 | Owner | Replace | No
Roofing | Ridge Vent | ROOFL1035 | Replace Roof Ridge Cap | Replace Roof Ridge Cap - Replace/Install new shingled Ridge Cap | LF | 0.075 | 45 | ROOFM1036 | Timbertex Charcoal Double-Layer Hip and Ridge Cap Roofing Shingles (20 lin. ft. per Bundle) (30-pieces) SKU #797608 or style to match existing | LF | 0.035 | 1 | 77.61 | Owner | Replace | No
Roofing | Ridge Vent | ROOFL1033 | Replace Roof Ridge Vent | Replace Roof Ridge Vent - Replace/Install new ridge vent. This includes filling any small holes or damaged shingles as needed | LF | 0.2 | 45 | ROOFM1034 | Cobra Rigid Vent 3 - 11.5 in. x 48 in. Roof Ridge Exhaust Vent in Black SKU #986754 (includes nails and cost includes tar caulk as needed) | LF | 0.25 | 1 | 15.49 | Owner | Replace | No
Roofing | Roof Inspection | ROOFL1037 | Eagle View Roof Order | Eagle View Roof Order - Order Eagle View | EA | 0.1 | 45 | ROOFM1038 | Online Roof Measurements | EA | 1 | 1 | 96.3 | Owner | Repair | No
Roofing | Roof Inspection | ROOFL1039 | Replace Inspection of Roof | Replace Inspection of Roof - Inspect roof to see what is causing the issue. You will need to get on the roof and take pictures of the damage both inside and out. If drywall, paint or anything else is damaged, please note. Take close up pictures of the shingles, jacks, boots, caps or anything else that is said to be causing the issue and bid to make the repairs as needed, including the interior repairs. If this is a full roof replacement, follow the picture instruction and just charge for a trip charge/inspection. If pictures are not thorough as explained, another vendor will be tasked to look at this and no trip charge or bid approval will be given. | EA | 1.5 | 45 | N/A | N/A - Labor Only Line Item | EA | 0 | 0 | 0 | Owner | Replace | Yes
Roofing | Roof Replacement | ROOFL1041 | Roof 25 Yr 3 Tab | Roof 25 Yr 3 Tab - Remove Existing and Install Roof - 25 Yr 3 Tab | SQ | 0.89 | 45 | ROOFM1042 | Royal Sovereign Charcoal Algae Resistant 3-Tab Roofing Shingles (33.33 sq. ft. per. Bundle) (26-pieces) SKU #929291 or to match | SQ | 0 | 1 | 0 | Owner | Repair | No
Roofing | Roof Replacement | ROOFL1043 | Roof 30 Yr Arch New Sheathing | Roof 30 Yr Arch New Sheathing - Remove Existing and Install Roof - 30 Yr Arch, Inc New Sheathing | SQ | 1 | 45 | ROOFM1044 | Timberline HDZ Weathered Wood Algae Resistant Laminated High Definition Shingles (33.33 sq. ft. per Bundle) (21-Pieces) SKU #1005067607 | SQ | 1 | 1 | 0 | Owner | Repair | No
Roofing | Tarp | ROOFL1045 | Tarp On Roof 16x20 | Tarp On Roof 16x20 - Install Tarp on roof and strap down to prevent further damage (QTY is per 16 x 20 section) | EA | 1.5 | 45 | ROOFM1046 | 16 ft. x 20 ft. Blue Medium Duty Tarp SKU #171109 | EA | 1 | 1 | 65.16 | Owner | Repair | No
Septic | Bid Item | SPTCL9999 | Septic - Bid Item | Septic - Bid Item | EA | 1 | 45 | SPTCM9998 | Bid Item | EA | 1 | 1 | 1 | Owner | Repair | No
Septic | Pump Out | SPTCL1003 | Septic Pump Out | Septic Pump Out - Perform a septic pump out on system at the property.. Applicable to all houses with septic | EA | 7 | 45 | SPTCM1004 | Disposal Fees | EA | 1 | 1 | 215 | Owner | Repair | No
Septic | Septic | SPTCL1007 | Septic Tank Inspection | Septic Tank Inspection - Septic tank needs to be inspected as light is blinking or system is not working | EA | 2 | 45 | N/A | N/A - Labor Only Line Item | EA | 0 | 0 | 0 | Owner | Repair | Yes
Siding | Bid Item | SIDGL9999 | Siding - Bid Item | Siding - Bid Item | EA | 1 | 45 | SIDGM9998 | Bid Item | EA | 1 | 1 | 1 | Owner | Repair | No
Siding | Brick | SIDGL1005 | Brick Re-Pointing | Brick Re-Pointing - Re-point mortar joints on the brick | SF | 0.02 | 45 | SIDGM1006 | 20 lb. Fast Set Repair Mortar Mix SKU #802728 | SF | 0.008 | 1 | 28.23 | Owner | Repair | No
Siding | Brick | SIDGL1003 | Replace Brick Replacement | Replace Brick Replacement - Replace/Install Red Bricks. This does not include re-pointing them (add re-pointing) | SF | 0.85 | 45 | SIDGM1004 | 2 in. x 3 in. x 7 in. Smooth Red Concrete Brick SKU #447469 | SF | 7 | 1 | 1.49 | Owner | Replace | No
Siding | Cedar Siding | SIDGL1013 | Replace Cedar Siding SF | Replace Cedar Siding SF - Replace/Install Cedar Siding | SF | 0.05 | 45 | SIDGM1014 | Craftsman 8-1/4 in. x 96 in. Cedar Even Butt Shingle Siding Panel (8-Pack) | SF | 0.027 | 1 | 556.79 | Owner | Replace | No
Siding | Exterior | SIDGL1007 | Replace Wood Soffit Install | Replace Wood Soffit Install - Install/Replace wood soffit | LF | 0.1 | 45 | SIDGM1008 | 2 in. x 4 in. x 8 ft. Furring Strip Board SKU #687642 | LF | 0.0625 | 1 | 37 | Owner | Replace | No
Siding | Fascia | SIDGL1009 | Replace 1x6 Fascia Trim LF | Replace 1x6 Fascia Trim LF - Install/Replace 1x6 pine lumber (qty = 1 piece 8 ft long) for fascia or trim | LF | 0.15 | 45 | SIDGM1010 | 1 in. x 4 in. x 8 ft. Furring Strip Board SKU #687642 | LF | 0.1666 | 1 | 8 | Owner | Replace | No
Siding | Siding | SIDGL1015 | Fallen Siding R | Fallen Siding Re-Attach SF - Re-attach existing or fallen siding back on the the exterior and secure with the appropriate fasteners as needed | SF | 0.05 | 45 | N/A | N/A - Labor Only Line Item | EA | 0 | 0 | 0 | Owner | Repair | Yes
Siding | Siding | SIDGL1017 | Replace J-Channel Siding LF | Replace J-Channel Siding LF - Replace/Install J-Channel for the siding or soffit | LF | 0.03 | 45 | SIDGM1018 | 1/2 in. x 1-1/2 in. x 12.6 ft. White J-Channel SKU #449583 (nails included in the price) | LF | 1 | 1 | 0.8 | Owner | Replace | No
Siding | Siding | SIDGL1019 | Replace Lap Cement Siding SF | Replace Lap Cement Siding SF - Replace/Install Lap/Cement Siding | SF | 0.01 | 45 | SIDGM1020 | HardiePlank HZ10 5/16 in. x 8.25 in. x 144 in. Fiber Cement Primed Cedarmill Lap Siding SKU #462260 | SF | 0.083 | 1 | 12.5 | Owner | Replace | No
Siding | Siding | SIDGL1021 | Replace T1-11 Siding Replacement | Replace T1-11 Siding Replacement - Replace/Install T1-11 Siding ( Hardboard ) | SF | 0.025 | 45 | SIDGM1022 | Plywood Siding Panel T1-11 8 IN OC (Nominal: 19/32 in. x 4 ft. x 8 ft. ; Actual: 0.563 in. x 48 in. x 96 in. ) SKU #915440 | SF | 0.031 | 1 | 54.32 | Owner | Replace | No
Siding | Siding | SIDGL1023 | Replace Vinyl Siding Replacement | Replace Vinyl Siding Replacement - Replace/Install Vinyl Siding | SF | 0.02 | 45 | SIDGM1024 | Transformations Double 4.5 in. x 145 in. White Dutch Lap Vinyl Siding SKU #1002560544 | SF | 0.112 | 1 | 13.16 | Owner | Replace | No
Siding | Siding Repair | SIDGL1011 | Holes Great Stuff Fill | Holes Great Stuff Fill - Fill holes with Great stuff. Let it dry and harden and then scrap smooth | EA | 0.25 | 45 | SIDGM1012 | 16 oz. Gaps and Cracks Insulating Foam Sealant with Quick Stop Straw SKU #1001869289 | EA | 1 | 0.25 | 5.78 | Owner | Repair | No
Siding | Soffit | SIDGL1025 | Replace Vinyl Soffit Replacement | Replace Vinyl Soffit Replacement - Replace/Install vinyl soffit | LF | 0.04 | 45 | SIDGM1026 | 11.25 in. x 0.5 in. Rectangular White Weather Resistant Vinyl Soffit Vent SKU #443348 | LF | 0.083 | 1 | 26.82 | Owner | Replace | No
Trash/Debris Removal | Bid Item | TRSHL9999 | Trash/Debris Removal - Bid Item | Trash/Debris Removal - Bid Item | EA | 1 | 45 | TRSHM9998 | Bid Item | EA | 1 | 0 | 1 | Owner | Repair | No
Trash/Debris Removal | Ceilings | TRSHL1003 | Ceiling Tile Grid Remove | Ceiling Tile Grid Remove - Remove tile, ceiling grid track and hanging wires, clean up area and remove debris | SF | 0.016 | 45 | N/A | N/A - Labor Only Line Item | EA | 0 | 0 | 0 | Owner | Repair | Yes
Trash/Debris Removal | Debris Removal | TRSHL1005 | Debris Removal CY | Debris Removal CY - Remove Debris by the CY (20 Cubic yards is the size of a Dumpster).. ALL DEBRIS should be removed from site as well. NOT left in trash cans or on side of road / curb | CY | 1 | 45 | TRSHM1006 | Trash bags or material to remove (material cost min is 1/2 a box) | CY | 0.06 | 1 | 5.35 | Owner | Repair | No
Trash/Debris Removal | Debris Removal | TRSHL1013 | Previous Trash Out Charge | Previous Trash Out Charge - Trash out done from previous order. Vendor's charge to Resi | EA | 1 | 45 | TRSHM1014 | Materials and dumpster containers as needed | EA | 1 | 0 | 268.5 | Owner | Repair | No
Trash/Debris Removal | Debris Removal | TRSHL1009 | Trash Out 3-7 CY | Trash Out 3-7 CY - Trash out 3-7 CYs of debris and remove from the house with truck or trailer | EA | 2 | 45 | TRSHM1010 | Dump Fee | EA | 1 | 1 | 0 | Owner | Repair | No
Trash/Debris Removal | Debris Removal | TRSHL1011 | Trash Out 8-14 CY | Trash Out 8-14 CY - Trash out 8-14 CYs of debris and remove from the house - includes labor & Dumpster 8-10 CY | EA | 6 | 45 | TRSHM1012 | 10 Yard dumpster | EA | 1 | 1 | 267.5 | Owner | Repair | No
Trash/Debris Removal | Debris Removal | TRSHL1007 | Trash Out 15+ CY | Trash Out 15+ CY - Trash out 15+ CYs of debris and remove from the house - includes labor & Dumpster 20 CY | EA | 12 | 45 | TRSHM1008 | 20 Yard dumpster | EA | 1 | 1 | 535 | Owner | Repair | No
Trash/Debris Removal | Debris/Trash | TRSHL1015 | Eviction Trash Out | Eviction Trash Out - Eviction - Removal of all items during eviction. This includes the amount of bodies needed to do an eviction based on the local rules as well as the removal and of all items from the inside of the house. This may not include all Debris removal as some smaller items may have been missed and will need to be removed by the vendor during the Turn or Put Back stage. | EA | 0 | 45 | TRSHM1016 | Dump fee | EA | 1 | 1 | 1 | Owner | Repair | No
Trash/Debris Removal | Debris/Trash | TRSHL1017 | Trashout - Pre Estimate | Trashout - Pre estimate trash out. This is for personal items, furniture, trash and/or debris that had to be removed prior to the Estimate to bring the house back to Rent Ready being done. This possibly could not be the only debris removal as some smaller items might be left behind and will be picked up during the Turn | EA | 0 | 45 | TRSHM1018 | Dump fee | EA | 1 | 1 | 1 | Owner | Repair | No
Trash/Debris Removal | Deck | TRSHL1025 | Demo Deck <100SF | Demo Deck <100SF - Demo Porch deck structure only, up to 100SF (does NOT include roofing structure). Once down, pick up all debris and put in appropriate container to be removed - Includes the labor to pick up and put in dumpster or haul away container but not the cost for the container | EA | 11 | 45 | TRSHM1026 | Misc items like saw blades and breaker bars as needed | EA | 1 | 1 | 12.84 | Owner | Repair | No
Trash/Debris Removal | Deck | TRSHL1027 | Demo Deck <200SF | Demo Deck <200SF - Demo Porch deck structure only, up to 200SF (does NOT include roofing structure). Once down, pick up all debris and put in appropriate container to be removed - Includes the labor to pick up and put in dumpster or haul away container but not the cost for the container | EA | 15 | 45 | TRSHM1028 | Misc items like saw blades and breaker bars as needed | EA | 1 | 1 | 25.68 | Owner | Repair | No
Trash/Debris Removal | Deck | TRSHL1029 | Demo Deck 200SF+ | Demo Deck 200SF+ - Demo Porch deck structure only, over 200SF (does NOT include roofing structure). Once down, pick up all debris and put in appropriate container to be removed - Includes the labor to pick up and put in dumpster or haul away container but not the cost for the container | EA | 19 | 45 | TRSHM1030 | Misc items like saw blades and breaker bars as needed | EA | 1 | 1 | 38.52 | Owner | Repair | No
Trash/Debris Removal | Deck | TRSHL1019 | Demo Porch and Deck <100SF | Demo Porch and Deck <100SF - Demo Porch deck & roof structure up to 100SF (does NOT include roofing structure). Once down, pick up all debris and put in appropriate container to be removed - Includes the labor to pick up and put in dumpster or haul away container but not the cost for the container | EA | 6 | 45 | TRSHM1020 | Misc items like saw blades and breaker bars as needed | EA | 1 | 1 | 12.84 | Owner | Repair | No
Trash/Debris Removal | Deck | TRSHL1021 | Demo Porch and Deck <200SF | Demo Porch and Deck <200SF - Demo Porch deck & roof structure up to 200SF (does NOT include roofing structure). Once down, pick up all debris and put in appropriate container to be removed - Includes the labor to pick up and put in dumpster or haul away container but not the cost for the container | EA | 8 | 45 | TRSHM1022 | Misc items like saw blades and breaker bars as needed | EA | 1 | 1 | 25.68 | Owner | Repair | No
Trash/Debris Removal | Deck | TRSHL1023 | Demo Porch and Deck 200SF+ | Demo Porch and Deck 200SF+ - Demo Porch deck & roof structure over 200SF (does NOT include roofing structure). Once down, pick up all debris and put in appropriate container to be removed - Includes the labor to pick up and put in dumpster or haul away container but not the cost for the container | EA | 10 | 45 | TRSHM1024 | Misc items like saw blades and breaker bars as needed | EA | 1 | 1 | 38.52 | Owner | Repair | No
Trash/Debris Removal | Decking | TRSHL1031 | Sub Flooring Demo | Sub Flooring Demo - Demo Sub Flooring (By the SF) | SF | 0.031 | 45 | N/A | N/A - Labor Only Line Item | EA | 0 | 0 | 0 | Owner | Repair | Yes
Trash/Debris Removal | Delivery | TRSHL1033 | 20 Yard Dumpster Delivery | 20 Yard Dumpster Delivery - Ordering delivery and pick up of 20 yard dumpster | EA | 1 | 45 | TRSHM1034 | Dumpster Fees | EA | 1 | 1 | 513.6 | Owner | Repair | No
Trash/Debris Removal | Drywall | TRSHL1035 | Drywall Demo | Drywall Demo - Sheetrock demo | SF | 0.025 | 45 | N/A | N/A - Labor Only Line Item | EA | 0 | 0 | 0 | Owner | Repair | Yes
Trash/Debris Removal | Dump Fees | TRSHL1037 | Dump Fees | Dump Fees - Fees to dump debris as needed .... ALL DEBRIS should be removed from site as well. NOT left in trash cans or on side of road / curb | EA | 1 | 45 | N/A | N/A - Labor Only Line Item | EA | 0 | 0 | 0 | Owner | Repair | Yes
Trash/Debris Removal | Dumpster | TRSHL1049 | 20 Yard Dumpster | 20 Yard Dumpster - 20 Yard Dumpster | EA | 0 | 45 | TRSHM1050 | 20 Yard Dumpster | EA | 1 | 1 | 400 | Owner | Repair | No
Trash/Debris Removal | Dumpster | TRSHL1051 | 40 Yard Dumpster | 40 Yard Dumpster - 40 Yard Dumpster | EA | 0 | 45 | TRSHM1052 | 40 Yard Dumpster | EA | 1 | 1 | 650 | Owner | Repair | No
Trash/Debris Removal | Eviction | TRSHL1041 | Eviction Body Count | Eviction Body Count - Number of bodies needed required by the city to do an eviction | EA | 0 | 45 | TRSHM1042 | Body Count Cost | EA | 1 | 1 | 150 | Owner | Repair | No
Trash/Debris Removal | Eviction | TRSHL1039 | Eviction Debris CY | Eviction Debris CY - Debris Removal by the CY for evictions in which we have to have a certain amount of bodies for the eviction | CY | 0.7 | 45 | N/A | N/A - Labor Only Line Item | EA | 0 | 0 | 0 | Owner | Repair | Yes
Trash/Debris Removal | Fence | TRSHL1043 | Fence Demo | Fence Demo - Demo broken or fallen Chain Link or Wood Fence and dispose of the material | LF | 0.05 | 45 | TRSHM1044 | Disposal Fees | LF | 1 | 1 | 1.28 | Owner | Repair | No
Trash/Debris Removal | Flooring | TRSHL1047 | Glue Down Flooring Remove | Glue Down Flooring Remove - Remove Existing laminate or Vinyl Plank flooring (Glue down) | SF | 0.05 | 45 | TRSHM1048 | Compact Floor Stripper Rental | SF | 0.0035 | 1 | 83.33 | Owner | Repair | No
Trash/Debris Removal | Flooring | TRSHL1045 | Laminate Floating Remove | Laminate Floating Remove - Remove Existing laminate or Vinyl Plank flooring (floating floor, not glue down) | SF | 0.0099 | 45 | N/A | N/A - Labor Only Line Item | EA | 0 | 0 | 0 | Owner | Repair | Yes
Trash/Debris Removal | Hot Tub | TRSHL1053 | Hot Tub Full Remove | Hot Tub Full Remove - Remove Whirlpool unit from the property and as well as the surround. Protect all areas of the house so that this does not cause anymore damage to any other portions of the house | EA | 5 | 45 | TRSHM1054 | Paper and plastic to protect the path needed to remove the unit. Also includes dumping fee | EA | 1 | 1 | 0 | Owner | Repair | No
Trash/Debris Removal | Hot Tub | TRSHL1055 | Hot Tub Remove | Hot Tub Remove - Remove Whirlpool unit from the property. Protect all areas of the house so that this does not cause anymore damage to any other portions of the house | EA | 4 | 45 | TRSHM1056 | Paper and plastic to protect the path needed to remove the unit. Also includes dumping fee | EA | 1 | 1 | 25.68 | Owner | Repair | No
Trash/Debris Removal | Satellite Dish | TRSHL1057 | Satellite Dish Wires Patch | Satellite Dish Wires Patch - Remove Satellite Dish, Wires and Patch | EA | 1 | 45 | TRSHM1058 | 208R Rubberized Wet Patch 10.1 oz. Roof Cement Leak Repair SKU #397045 | EA | 1 | 0.33 | 8.43 | Owner | Repair | No
Trash/Debris Removal | Tile | TRSHL1059 | Ceramic Tile Demo | Ceramic Tile Demo - Demo Ceramic Tile Floor (by the SF) | SF | 0.03 | 45 | N/A | N/A - Labor Only Line Item | EA | 0 | 0 | 0 | Owner | Repair | Yes
Trash/Debris Removal | Tires | TRSHL1061 | Tire Removal | Tire Removal - Remove Tire(s) from property | EA | 0.1 | 45 | TRSHM1062 | Dump fee | EA | 1 | 1 | 12 | Owner | Repair | No
Trash/Debris Removal | Tub/Shower | TRSHL1067 | Shower Surround Remove | Shower Surround Remove - Remove existing Shower surround. This is NOT for tile but for a glue on fiberglass or vinyl surround. Should be done in order to Install a new glue on or Palisade surround | EA | 1.5 | 45 | N/A | N/A - Labor Only Line Item | EA | 0 | 0 | 0 | Owner | Repair | Yes
Trash/Debris Removal | Tub/Shower | TRSHL1063 | Tub Demo No Tile | Tub Demo No Tile - Demo Tub (no tile) (LS) | EA | 4 | 45 | N/A | N/A - Labor Only Line Item | EA | 0 | 0 | 0 | Owner | Repair | Yes
Trash/Debris Removal | Tub/Shower | TRSHL1065 | Tub Surround Demo | Tub Surround Demo - Demo Tub Surround (FRP / Fiberglass / Acrylic) (LS) | EA | 6 | 45 | N/A | N/A - Labor Only Line Item | EA | 0 | 0 | 0 | Owner | Repair | Yes
Utility Activation | Bid Item | UTILL9999 | Utility Activation - Bid Item | Utility Activation - Bid Item | EA | 1 | 45 | UTILM9998 | Bid Item | EA | 1 | 1 | 1 | Owner | Repair | No
Utility Activation | Utility Connection | UTILL1003 | Utility Connect Property Go | Utility Connect Property Go - Go to the property and allow for the Utilities to be connected. Allow entrance if needed. Take a picture of the meter or readings once connected, to show it is on. | EA | 1 | 45 | N/A | N/A - Labor Only Line Item | EA | 0 | 0 | 0 | Owner | Repair | Yes
Utility Activation | Utility Inspection | UTILL1005 | All Utilities Check Property Go | All Utilities Check Property Go - Go to the property and check for all utilities at the house. Take pictures of meter base, water gauge, gas or oil readings and any other utilities that pertain to the property. Must get pictures to show the contact name for each utility and the readings | EA | 2 | 45 | N/A | N/A - Labor Only Line Item | EA | 0 | 0 | 0 | Owner | Repair | Yes
Windows/Glass | Adjust / Seal | WINDL1003 | Seal Window | Seal Window - Check around the window and see why water is coming through. If it is determined that the water leaking through the window can be addressed with caulking or adding trim to the window, then do so and take pictures of the repair. If other repairs are needed, please bid to repair as needed | EA | 1.25 | 45 | WINDM1004 | Alex Plus 10.1 oz. White Acrylic Latex Caulk Plus Silicone SKU #1000058402 | EA | 1 | 1 | 3.65 | Owner | Repair | No
Windows/Glass | Adjust / Seal | WINDL1005 | Tight Window Lubricant | Tight Window Lubricant - Repair tight fix window with lubricant or grease oil that would allow window to move up and down easier | EA | 0.33 | 45 | WINDM1006 | Lubricant or oil as needed | EA | 1 | 0.25 | 10 | Owner | Repair | No
Windows/Glass | Adjust / Seal | WINDL1001 | Window Adjust | Window Adjust EA - Adjust window EA | EA | 0.5 | 45 | WINDM1002 | 3 In 1 RV Window & Track Dry Lube Spray 10 Oz Model # 120091 | EA | 1 | 0.1 | 8.25 | Owner | Repair | No
Windows/Glass | Adjust / Seal | WINDL1007 | Window Re-Caulk | Window Re-Caulk - Cut out old caulk and Re-Caulk window as needed - Take pictures of the old caulk , then of the window once caulk is removed. And then final of the new caulk | EA | 0.75 | 45 | WINDM1008 | Alex Plus 10.1 oz. White Acrylic Latex Caulk Plus Silicone SKU #1000058402 | EA | 1 | 1 | 3.65 | Owner | Repair | No
Windows/Glass | Balance | WINDL1009 | Replace Window Balance Replacement | Replace Window Balance Replacement - Replace/Install window balance (qty 1 is for each balance, not both sides of a window) | EA | 0.5 | 45 | WINDM1010 | Window Block and Tackle Sash Balance to fit | EA | 1 | 1 | 25 | Owner | Replace | No
Windows/Glass | Bid Item | WINDL9999 | Windows/Glass - Bid Item | Windows/Glass - Bid Item | EA | 1 | 45 | WINDM9998 | Bid Item | EA | 1 | 1 | 1 | Owner | Repair | No
Windows/Glass | Blind | WINDL1019 | Replace Broken Blind Wand | Replace Broken Blind Wand - Replace/Install broken or missing blind wand | EA | 0.12 | 45 | WINDM1020 | 2 in. and 2.5 in. Cordless Faux Wood Blind Replacement Wand in White SKU #1004544968 | EA | 1 | 1 | 7.5 | Owner | Replace | No
Windows/Glass | Blind | WINDL1025 | Replace Faux Wood Blind 27-34 Inch | Replace Faux Wood Blind 27-34 Inch - Replace/Install Blind(s) Faux Wood 2" (EA) 27-34" | EA | 0.5 | 45 | WINDM1026 | White Cordless 2 in. Faux Wood Blind - 34 in. W x 64 in. L (Actual Size 33.5 in. W x 64 in. L) SKU #1001510897 (double check size for correct SKU) | EA | 1 | 1 | 51.68 | Owner | Replace | No
Windows/Glass | Blind | WINDL1027 | Replace Faux Wood Blind 35-50 Inch | Replace Faux Wood Blind 35-50 Inch - Replace/Install Blind(s) Faux Wood 2" (EA) 35-50" | EA | 0.5 | 45 | WINDM1028 | White Cordless 2 in. Faux Wood Blind - 50 in. W x 64 in. L (Actual Size 49.5 in. W x 64 in. L) Model #10793478299607 (double check size for correct SKU) | EA | 1 | 1 | 110.16 | Owner | Replace | No
Windows/Glass | Blind | WINDL1015 | Replace Faux Wood Blinds 2in | Replace Faux Wood Blinds 2in - Replace/Install Blind(s) Faux Wood 2" (EA) Up to 26" | EA | 0.5 | 45 | WINDM1016 | White Cordless 2 in. Faux Wood Blind - 26 in. W x 64 in. L (Actual Size 25.5 in. W x 64 in. L) Model #10793478299201 (double check size for correct SKU) | EA | 1 | 1 | 54.77 | Owner | Replace | No
Windows/Glass | Blind | WINDL1023 | Replace Vertical Blind Replacement | Replace Vertical Blind Replacement - Replace/Install Vertical Blind | EA | 0.85 | 45 | WINDM1024 | White 3.5 in. PVC Vertical Blind - 78 in. W x 84 in. L SKU #447707 | EA | 1 | 1 | 36.92 | Owner | Replace | No
Windows/Glass | Blind | WINDL1021 | Replace Vertical Blind Slat Replacement | Replace Vertical Blind Slat Replacement - Replace/Install the damaged or missing vertical blind slat(s). Pack of 9 is included in material cost. SKU #564467 | EA | 0.1 | 45 | WINDM1022 | Crown White Room Darkening Vertical Blind for Sliding Door or Window - Louver Size 3.5 in. W x 84 in. L(9-Pack) | EA | 1 | 0.09 | 21 | Owner | Replace | No
Windows/Glass | Blind | WINDL1029 | Replace White Blind 27-34 Inch | Replace White Blind 27-34 Inch - Replace/Install Blind(s) White 1" (EA) 27-34" | EA | 0.5 | 45 | WINDM1030 | White Cordless 1 in. Room Darkening Aluminum Mini Blind - 34 in. W x 48 in. L (Actual Size 33.5 in. W x 48 in. L) SKU #1002779191 (double check size for correct SKU) | EA | 1 | 1 | 32.44 | Owner | Replace | No
Windows/Glass | Blind | WINDL1031 | Replace White Blind 35-50 Inch | Replace White Blind 35-50 Inch - Replace/Install Blind(s) White 1" (EA) 35-50" | EA | 0.5 | 45 | WINDM1032 | White Cordless 1 in. Room Darkening Aluminium Mini Blind- 43.5 in. W x 48 in. L (Actual Size 43 in. W x 48 in. L) Model #10793478520909 (double check size for correct SKU) | EA | 1 | 1 | 36.92 | Owner | Replace | No
Windows/Glass | Blind | WINDL1017 | Replace White Blinds 1in | Replace White Blinds 1in - Replace/Install Blind(s) White 1" (EA) Up to 26" | EA | 0.5 | 45 | WINDM1018 | White Cordless 1 in. Room Darkening Aluminum Mini Blind- 26 in. W x 48 in. L (Actual Size 25.5 in. W x 48 in. L) Model #10793478520633 (double check size for correct SKU) | EA | 1 | 1 | 16.79 | Owner | Replace | No
Windows/Glass | Blind | WINDL1013 | Replace Window Blind Valance | Replace Window Blind Valance - Replace window blind valance | EA | 0.15 | 45 | WINDM1014 | Match valance as needed | EA | 1 | 1 | 15 | Owner | Replace | No
Windows/Glass | Glass | WINDL1033 | Replace ReGlaze Double Pane | Replace ReGlaze Double Pane - Replace Double pane and re-glaze | EA | 1 | 45 | WINDM1034 | 11 in. x 14 in. x 0.125 in. Clear Glass SKU #599020 (cost for Reglaze is included in the material cost) | EA | 1 | 1 | 200 | Owner | Replace | No
Windows/Glass | Glass | WINDL1037 | Replace Single Pane Window Glass | Replace Single Pane Window Glass - Install/Replace single pane window glass (up to 24 in x 36 in) and reglaze in place | EA | 1.5 | 45 | WINDM1038 | 24 in. x 36 in. x 0.125 in. Clear Glass SKU #599050 (extra funds for glazing added in material) | EA | 1 | 1 | 19.32 | Owner | Replace | No
Windows/Glass | Glass | WINDL1035 | Replace Window Pane Re-Glaze | Replace Window Pane Re-Glaze - Replace Window pane and re-glaze | EA | 1 | 45 | WINDM1036 | 24 in. x 36 in. x 0.125 in. Clear Glass SKU #599050 (cost for Reglaze is included in the material cost) | EA | 1 | 1 | 26.48 | Owner | Replace | No
Windows/Glass | Locks | WINDL1039 | Replace ReGlaze Single Pane | Replace ReGlaze Single Pane - Replace Missing Window Lock EA | EA | 0.3 | 45 | WINDM1040 | Window Sash Lock with Cam Action and Alignment Lugs, White Diecast SKU #125797 | EA | 1 | 1 | 7.46 | Owner | Replace | No
Windows/Glass | Sash | WINDL1041 | Replace Damaged Window Sash | Replace Damaged Window Sash - Install / Replace damaged or missing sash on window. Material will pay for the purchase of a new window but labor to just Install the sash in the existing Window | EA | 1.5 | 45 | WINDM1042 | Match window on site as needed | EA | 1 | 1.5 | 280 | Owner | Replace | No
Windows/Glass | Screen | WINDL1047 | Replace Loose Spline Screen LF | Replace Loose Spline Screen LF - Replace or secure loose spline on Screen enclosure mesh | LF | 0 | 45 | WINDM1048 | Spline as needed | LF | 1 | 1 | 1 | Owner | Replace | No
Windows/Glass | Screen | WINDL1045 | Replace Missing Screen Mesh SF | Replace Missing Screen Mesh SF - Replace / Install missing screen mesh at missing or damaged area | SF | 0.0075 | 45 | WINDM1046 | 72 in. x 25 ft. Charcoal Fiberglass Screen 18 x 14 Mesh SKU #661608 | SF | 0.007 | 1 | 43.88 | Owner | Replace | No
Windows/Glass | Screen | WINDL1061 | Replace Window Screen Replacement | Replace Window Screen Replacement - Replace/Install Window Screen (frame and new screen). Labor includes putting together the screen and installing it | EA | 0.6 | 45 | WINDM1062 | 5/16 in. x 48 in. White Window Screen Frame Kit SKU #221177 Material Cost includes extra for screen | EA | 1 | 1 | 30.35 | Owner | Replace | No
Windows/Glass | Screen | WINDL1043 | Screen Pool Enclosure SF | Screen Pool Enclosure SF - Install Screen for Pool Enclosure per SQ FT | SF | 0.012 | 45 | WINDM1044 | 72 in. x 25 ft. Charcoal Fiberglass Screen 18 x 14 Mesh SKU #661608 | SF | 0.007 | 1 | 50 | Owner | Repair | No
Windows/Glass | Screen | WINDL1059 | Window Screen Remove Dispose | Window Screen Remove Dispose - Remove Screen from window and dispose of it properly. These are for just the removals with no intentions of replacing (not for TX and FL) | EA | 0.1 | 45 | N/A | N/A - Labor Only Line Item | EA | 0 | 0 | 0 | Owner | Repair | Yes
Windows/Glass | Vinyl Window | WINDL1049 | Replace Single Hung Vinyl Window 23x35 | Replace Single Hung Vinyl Window 23x35 - Install/Replace new Single Hung Vinyl window (labor includes installing existing trim if it is able to be saved 23.375 in. x 35.25 in. 50 Series Single Hung Fin LS Vinyl Window - White SKU #1000033102 | EA | 5 | 45 | WINDM1050 | 23.375 in. x 35.25 in. 50 Series Single Hung Fin LS Vinyl Window - White SKU #1000033102 | EA | 1 | 1 | 200.75 | Owner | Replace | No
Windows/Glass | Vinyl Window | WINDL1051 | Replace Single Hung Vinyl Window 31x35 | Replace Single Hung Vinyl Window 31x35 - Install/Replace new Single Hung Vinyl window (labor includes installing existing trim if it is able to be saved 31.375 in. x 35.25 in. 50 Series Single Hung White SKU #528765 | EA | 5 | 45 | WINDM1052 | 31.375 in. x 35.25 in. 50 Series Single Hung White SKU #528765 | EA | 1 | 1 | 251.72 | Owner | Replace | No
Windows/Glass | Vinyl Window | WINDL1053 | Replace Single Hung Vinyl Window 35x47 | Replace Single Hung Vinyl Window 35x47 - Install/Replace new Single Hung Vinyl window (labor includes installing existing trim if it is able to be saved 35.375 in. x 47.25 in. 50 Series Single Hung White SKU #499397 | EA | 5 | 45 | WINDM1054 | 35.375 in. x 47.25 in. 50 Series Single Hung White SKU #499397 | EA | 1 | 1 | 266.14 | Owner | Replace | No
Windows/Glass | Vinyl Window | WINDL1055 | Replace Single Hung Vinyl Window 35x59 | Replace Single Hung Vinyl Window 35x59 - Install/Replace new Single Hung Vinyl window (labor includes installing existing trim if it is able to be saved 35.375 in. x 59.25 in. 50 Series Single Hung Fin LS Vinyl Window - White SKU #1000033157 | EA | 5 | 45 | WINDM1056 | 35.375 in. x 59.25 in. 50 Series Single Hung Fin LS Vinyl Window - White SKU #1000033157 | EA | 1 | 1 | 280.88 | Owner | Replace | No
Windows/Glass | Well Cover | WINDL1057 | Replace Window Well Cover | Replace Window Well Cover - Install/Replace Window Well Cover (up to 42 in. x 15 in.) | EA | 0.5 | 45 | WINDM1058 | 42 in. x 15 in. Polyethylene Reversible Bubble Window Well Cover SKU #932337 | EA | 1 | 1.5 | 31.99 | Owner | Replace | No
Cabinet | Vanity | CABIL1054 | Replace 25in Vanity Top with Sink | Replace 25in Vanity Top with Sink - Replace/IInstall new 25 inch vanity top with sink. (Faucet and plumbing connections NOT included) | EA | 1.75 | 45 | CABIM1055 | 25 in. W x 19 in. D Cultured Marble Vanity Top in Solid White with Solid White Basin with 4 in. Faucet Centerset | EA | 1 | 1 | 120 | Owner | Replace | No
Cabinet | Vanity | CABIL1055 | Replace 31in Vanity Top with sink | Replace 31in Vanity Top with sink - Replace/IInstall new 31 inch vanity top with sink. (Faucet and plumbing connections NOT included) | EA | 1.75 | 45 | CABIM1056 | 31 in. W x 22 in. D Cultured Marble White Rectangular Single Sink Vanity Top in White | EA | 1 | 1 | 150 | Owner | Replace | No
Doors | Interior Door | DOORL1138 | Replace Santa Fe Prehung Interior Door | Replace Santa Fe Prehung Interior Door - Replace Prehung Interior Door (Check Size as SKU is only for 30x80) | EA | 1.2 | 45 | DOORM1139 | 30 in. x 80 in. 2 Panel Santa Fe Primed Right-Hand Smooth Solid Core Molded Composite MDF Single Prehung Interior Door | EA | 1 | 1 | 325 | Owner | Replace | No
Doors | Interior Door | DOORL1139 | Replace Santa Fe Interior Door Slab | Replace Santa Fe Interior Door Slab - Replace Interior Door Slab Only | EA | 1.2 | 45 | DOORM1140 | 30 in. x 80 in. Primed 2-Panel Cheyenne Hollow Core Composite Interior Door Slab | EA | 1 | 1 | 190 | Owner | Replace | No
Painting | Walls | PNTRL1137 | Paint 1 Wall in Bedroom or Bathroom | Paint 1 Wall in Bedroom or Bathroom - Corner to corner..Walls should be Sherwin Willams ProMar 200 but this may vary based on community, age, tenant painting or not tracked. Please verify color or match as best as possible | EA | 1.45 | 45 | PNTRL1138 | Up to 1 gallon of Interior Paint (Matchexisting color and finish) | GAL | 1 | 1 | 23 | Owner | Repair | No
Painting | Walls | PNTRL1139 | Paint 2 Walls in Bedroom or Bathroom | Paint 2 Walls in Bedroom or Bathroom - Corner to corner.. Walls should be Sherwin Willams ProMar 200 but this may vary based on community, age, tenant painting or not tracked. Please verify color or match as best as possible | EA | 2.25 | 45 | PNTRL1140 | Up to 1 gallon of Interior Paint (Matchexisting color and finish) | GAL | 1 | 1 | 23 | Owner | Repair | No
Painting | Walls | PNTRL1141 | Paint Room, Bedroom or Bathroom | Paint Room, Bedroom or Bathroom - Paint all walls, trim and doors..Walls should be Sherwin Willams ProMar 200 but this may vary based on community, age, tenant painting or not tracked. Please verify color or match as best as possible and Doors/Trim should be Semi gloss white from SW but may also vary. Please verify | EA | 4.25 | 45 | PNTRL1142 | Up to 1 gallon of Interior Paint (Matchexisting color and finish) and half a gallon of Semi Gloss to match trim work | GAL | 1 | 1 | 40 | Owner | Repair | No
Painting | Walls | PNTRL1143 | Paint 1 Wall in Large Room | Paint 1 Wall in Large Room - Corner to corner (Larger Common area room)...Walls should be Sherwin Willams ProMar 200 but this may vary based on community, age, tenant painting or not tracked. Please verify color or match as best as possible | EA | 2.25 | 45 | PNTRL1144 | Up to 1 gallon of Interior Paint (Matchexisting color and finish) | GAL | 1 | 1 | 23 | Owner | Repair | No
Painting | Walls | PNTRL1145 | Paint 2 Wall in Large Room | Paint 2 Wall in Large Room - Corner to corner (Larger Common area room)... Walls should be Sherwin Willams ProMar 200 but this may vary based on community, age, tenant painting or not tracked. Please verify color or match as best as possible | EA | 3.5 | 45 | PNTRL1146 | Up to 1 gallon of Interior Paint (Matchexisting color and finish) | GAL | 1 | 1 | 23 | Owner | Repair | No
Painting | Walls | PNTRL1147 | Paint Large Room, Large Room | Paint Large Room, Large Room - (Larger Common area room) Paint all walls, trim and doors..Walls should be Sherwin Willams ProMar 200 but this may vary based on community, age, tenant painting or not tracked. Please verify color or match as best as possible and Doors/Trim should be Semi gloss white from SW but may also vary. Please verify | EA | 6 | 45 | PNTRL1148 | Up to 2 gallon of Interior Paint (Matchexisting color and finish) and a gallon of Semi Gloss to match trim work | GAL | 1 | 2 | 40 | Owner | Repair | No
Septic | Septic | SPTCL1005 | Replace Septic Cylinder Pump Replacement | Replace Septic Cylinder Pump Replacement - Reserved for - Replace Septic Cylinder Pump on Septic Tank system | EA | 5 | 45 | SPTCM1006 | Disposal Fees | EA | 1 | 1 | 216 | Owner | Replace | No